## Cover
FINANCIAL AND ECONOMIC EVALUATION TOOLBOX
1. General information
The toolbox is intended to be used for the assessment of financial feasibility and monetization of economic benefits of building renovation projects.
The toolbox is based on the general methodology from the Guide to Cost-Benefit Analysis of Investment Projects, including the Economic Appraisal Vademecum for Cohesion Policy 2021-2027, with a specific MESTRI-CE methodology adapted for the building sector. This ensures that the analysis is aligned with EU standards and best practices of investment projects' analysis.
The users of the toolbox are advised to familiarise themselves with definitions of items used in calculations and manual of the toolbox before proceeding with the analysis.
2. Table of contents
Sheet name | Purpose | Description
Cover | Intro | Introduction to the toolbox
Manual | Intro | Instruction on how to use the toolbox
General | Inputs | Worksheet that includes the key general assumptions regarding the project
CAPEX | Inputs | Assumptions regarding project's capital expenditures
Reve | Inputs | Assumptions regarding revenues generated by the project
OPEX | Inputs | Assumptions regarding operating expenses of the project
Fin | Inputs | Assumptions regarding selected financing mechanisms to be utilized for the purposes of funding capital expenditures of the project
Analysis_Param | Inputs | Key parameters for the financial and economic analysis required to assess performance and profitability of the project
Calc | Calculations | Calculation of revenues, operating costs, capital expenditures and financing costs on the basis of assumptions specified in input worksheets
Financial_analysis | Calculations | Cash flows calculation and assessment of the project's financial performance
Economic_analysis | Calculations | Cash flows calculation and assessment of the project's economic performance
Sensitivity_analysis | Calculations | Analysis of financial and economic performance of the project to changes in key assumptions
Dashboard | Results | Summary of the key assumptions and results of the analysis
3. Formatting key
Cells with input data. Users may edit those cells by populating it either by choosing predefined values from a drop-down list or with hard inputs.
Cells that include calculations. Cells not available for editing by the user.
Cells within a worksheet that include links to other worksheets.
Cells intentionally left empty.

## Manual
INSTRUCTION ON USING THE TOOLBOX
1. General technical information
A. The toolbox is locked for editing formulas and its key structural components.
B. Cells formatted in yellow are the only ones available for editing by the users of the toolbox. Users may edit those cells by populating it either by choosing predefined values from a drop-down list or with hard inputs.
C. The toolbox contains data inputs that are: a) constants - the same value is applied for the whole period of the analysis or b) time series data - specific values are entered for a given year of the analysis. Constants are entered in the column F, whereas time series data is entered in columns from G to AP.
D. Data in the toolbox is presented in an annual intervals.
E. All time series inputs should be entered only for the duration of the reference period. If data is entered beyond the reference period, it will be excluded from the financial and economic analysis.
F. All data within the toolbox should be entered with a positive sign.
G. Financial data should be expressed in monetary units, e.g. EUR, PLN, etc.
H. Financial and economic data should be expressed in constant (real) prices, i.e. with prices fixed at a base year of the analysis.
I. The users of the toolbox should populate all input cells with data for all line items. If particular line items are not used in a business case analysed, the users should enter zeroes in input cells dedicated to those line items. Otherwise, an error message will appear informing that assumptions are incomplete, as presented in the graph below:
J. Line items in the input worksheets that include incomplete assumptions (i.e. empty cells) and as a result require the users' further attention are marked with an exclamation mark on an orange background, as presented in the graph below:
K. The toolbox utilizes VBA macros, therefore, while opening the toolbox for the first time, the users might be prompted to activate additional content in MS Excel. In order to assure the proper functioning of the toolbox, please follow the steps below.
▪ If upon opening the toollbox the message below appears, close the file.
▪ From the operating system level, open the settings of the file and check the "Unblock" box in the "Security" section as presented below.
▪ Reopen the toolbox. If security warning appears, as shown below, click the "Enable Content" button.
2. Structure of the toolbox
A. The toolbox is broken down into three functional areas that provide distinct set of worksheets for the purpose of: a) entering inputs, b) performing all relevant calculations and c) presenting the results of the analysis. Input worksheets are marked in yellow, calculation worksheets are marked in grey, result worksheets are marked in blue.
B. The flow of information within the toolbox follows the logic presented in the graph below:
C. Upon opening the toolbox for the first time, only introductory worksheets, input worksheets and dashboard are visible.
D. Users who wish to analyse deeper the calculations or financial and economic analysis methodology, may unhide calculation worksheets by going to the "General" worksheet and pushing the button "Open worksheets with detailed calculations" within the "Detailed calculations of the evaluation tool" section. Calculation worksheets can be closed by pushing the button "Close worksheets with detailed calculations".
3. Instruction on how to fill input worksheets
"General" sheet
A. The worksheet includes general information and assumptions regarding the project.
B. In the "Identification of the project" section please type the name of the project beneficiary and the name of the investment project. Length of beneficiary and project names should not exceed 50 characters.
C. The "General information" section contains basic information about the project as listed below:
▪ "Language" - please select a language of the toolbox in which all row definitions, headers and units will be displayed.
▪ "Currency" - please select a base currency that CAPEX, revenues and operating costs will be denominated in.
▪ "Country" - please specify a country where the project will be implemented.
▪ "First year of infrastructure roll-out" - please insert the first year of the investment / construction phase.
▪ "Number of roll-out years" - please select an expected number of years that the investment / construction phase is going to last.
▪ "Reference period" - corresponds to the project’s economic life to allow its likely long-term impacts to unfold. In other words, financial and economic projections must be long enough to capture all significant costs and benefits of the project. The project’s economic life is defined as the expected time during which the project remains useful (i.e. capable of providing goods/services) to the promoter. The economic life of an asset could be different from its actual physical life. For example, a technology product can be in optimal physical condition but not anymore economically useful to the promoter as it became obsolete. Reference period covers both investment / construction phase of a project and operation phase.
▪ "Is VAT recoverable by the investor?" - please select 1 from the drop-down list if VAT is recoverable, otherwise please select 0. If VAT is not recoverable, then CAPEX, costs and revenues assumptions should include VAT as well.
▪ "Financing model selection" - please select the chosen financing mechanism out of nine options available. Please note that financing model selection determines which mechanism will be eventually used in calculation of financial and economic profitability measures.
"CAPEX" sheet
A. Capital expenditures (CAPEX) are expenses that occur when purchasing, improving or maintaining physical assets of an investment project. These expenditures should be stated in the spreadsheet under the appropriate expenditure category. Capital expenditures are broken down into eligible and non-eligible for the grant financing:
a) eligible capital expenditures refer to investments in tangible or intangible assets that are necessary for the project's implementation and comply with the grant's funding rules,
b) non-eligible capital expenditures include expenses that do not meet the grant’s criteria.
Capital expenditures can be entered for the 9 predefined categories as presented below.
B. Capital expenditures (both eligible and non-eligible for grant financing) should be entered during the construction phase, i.e. during the period of infrastructure roll-out, as indicated in the header of an input table.
C. Economic useful life represents the number of years that assets will remain in use and provide economic benefits to the entity. It is used to determine the amount of time during which a given asset will be depreciated. Useful life should be specified for all relevant capital expenditure categories. Please state the useful life rounded to the whole numbers.
D. Replacement & decommissioning costs should include any expenses for the dismantling of facilities, management of waste, disposal of materials etc. incurred typically at the end of the reference period.
E. If VAT is not recoverable, please enter VAT expenses related to capital expenditures, as in that case VAT expenses should be included in the analysis and will be treated as financial outflow.
"Reve" sheet
A. Revenues refer to the financial benefits generated as a result of energy efficiency improvements and renewable energy integration. The main revenue categories include:
a) "Energy sold to grid / consumer" - income generated from selling surplus energy produced by renewable sources (e.g., solar panels, wind turbines) back to the grid or third parties.
b) "Energy produced for own needs" - the financial equivalent of energy savings achieved by generating and consuming renewable energy on-site, reducing reliance on external energy sources.
c) "Operation and maintenance fee (O&M)" - revenue from fees charged for managing, maintaining, and servicing energy-efficient systems, ensuring their optimal performance and longevity.
Further revenue categories can be specified by users under "Other" category.
B. The revenues assumptions should reflect revenues to be generated throughout the reference period after project implementation.
C. If the users do not have detailed data available to enter in specific revenue categories defined above, total revenues can be entered in the "Other" category as a single line item.
D. If VAT is not recoverable, please enter VAT income related to generated revenues, as in that case VAT income should be included in the analysis and will be treated as financial inflow.
"OPEX" sheet
A. Operating expenses (OPEX) refer to the ongoing costs associated with the operation and maintenance of a building after the project implementation. These expenses include energy consumption (split into energy carrier), maintenance, repairs, and system monitoring. In the context of green building projects, OPEX is a key indicator of financial and environmental benefits, as energy rehabilitation measures aim to reduce operational costs through increased energy efficiency, lower utility bills, optimized resource use, and minimized maintenance needs. The primary goal is to achieve long-term OPEX savings, enhancing both economic viability and sustainability. are costs that occur in the daily operation of an investment project. These costs should be stated in the spreadsheet under the appropriate cost category. The main cost categories include:
a) "Energy consumption".
b) "Maintenance costs".
c) "External sub-contracting".
Further cost categories can be specified by users under "Other" category, if necessary.
B. To properly account for the cost savings generated by the project, operating expenses have to be specified before and after energy renovation.
C. If the users do not have detailed data available to enter in specific cost categories defined above, total costs can be entered in the "Other" category as a single line item.
D. If VAT is not recoverable, please enter VAT expenses related to operating expenses, as in that case VAT expenses should be included in the analysis and will be treated as financial outflow.
"Fin" sheet
A. The worksheet includes assumptions for the financing mechanisms that potentially can be used to fund the project.
B. The users can choose from nine financing model mechanisms that include instruments such as: own funds, grants, loans, bonds and combinations of the above.
C. All financing mechanisms, with respective set of assumptions, available for the users are listed below:
▪ Own funds means financing an investment entirely from a company's internal resources, such as retained earnings, accumulated reserves, or shareholder contributions. This approach avoids financial liabilities and interest costs but may limit the available capital for expansion or diversification.
▪ Own funds + Grant is option that combines a company’s internal financial resources with a non-repayable grant from a government, EU program, or other funding body. The grant reduces the financial burden and improves investment feasibility, allowing businesses to undertake larger or riskier projects while preserving some of their own capital.
▪ Standard loan is a traditional bank loan where a company borrows funds and repays them with interest over a predetermined period. This financing method allows businesses to spread investment costs over time but increases financial liabilities and requires sufficient creditworthiness to secure favorable terms.
▪ Standard loan + Grant is a combination of debt financing and a non-repayable grant, reducing the amount that needs to be borrowed and lowering overall financing costs. This structure makes projects more financially viable by decreasing the repayment burden while still allowing access to additional capital.
▪ Green loan is loan specifically designed to finance projects with environmental benefits, such as renewable energy, energy efficiency, or sustainability-focused initiatives. These loans often come with more favorable terms, such as lower interest rates or longer repayment periods, to incentivize environmentally responsible investments.
▪ Capital rebate loan is a financial instrument supported by the European Structural and Investment Funds (ESIF), where up to 50% of the loan principal is non-repayable. This significantly reduces borrowing costs and makes it an attractive option for projects aligned with EU priorities, such as innovation, infrastructure, or sustainability.
▪ Standard bonds are fixed-income securities issued by companies or governments to raise capital from institutional investors, such as pension funds, insurance companies, or investment firms. These bonds provide a predictable return for investors while offering long-term financing for large-scale projects without immediate repayment obligations like loans.
▪ Green bonds are issued to fund environmentally or socially responsible projects, often with incentives linked to achieving sustainability targets. They attract institutional investors focused on ESG (Environmental, Social, and Governance) criteria, potentially offering better financing terms and enhancing a company’s reputation in sustainable finance markets.
▪ EPC + Own funds + Grant + Loan is a combination of instruments mentioned above with addition of an Energy Performance Contract (EPC) financing mechanism. In an EPC contract, the Energy Service Company (ESCO) is committed to provide guaranteed energy improvements to the investor for the compensation in the form of a portion of energy cost savings achieved over a predetermined duration of the contract.
Please note that under the Energy Performance Contract (EPC) financing mechanism, additional cost category is included in the calculations - the remuneration to the Energy Service Company (ESCO). This compensation is calculated as a specified percentage of the total operating costs savings (i.e. difference between total operating expenses before and after energy renovation).
D. For each financing model mechanism, the users have to specify assumptions regarding: a) one-off preparation costs (and recurring annually costs, if applicable) that are typically incurred in the process of obtaining a given type of financing, b) financing terms for each instrument. Assumptions required for each financing instrument follow the same pattern under each financing model mechanism, which means e.g. that analogous set of inputs will be required for "Grant" funding in the financing models such as "Own funds + Grant" and "Standard Loan + Grant".
E. Required set of assumptions for each instrument are presented below (unless stated otherwise, these assumptions apply to all instruments within specific financing model):
a) "Own funds":
▪ "Entity granting a financing" - please select whether funding comes from a private or public entity.
b) "Grant":
▪ "Entity granting a financing" - please select whether funding comes from a private or public entity.
▪ "Is public investment financed with EU funds?" - if public entity was selected as entity granting a financing, then please specify whether investment is funded with EU funds (select "Yes" or "No"). If funding comes from a private entity then please select "n/d".
▪ "Co-financing rate of eligible project costs" - please enter a percentage share of eligible capital expenditures that will be funded with grant.
c) "Loan":
▪ "Entity granting a financing" - please select whether funding comes from a private or public entity.
▪ "Is public investment financed with EU funds?" - if public entity was selected as entity granting a financing, then please specify whether investment is funded with EU funds (select "Yes" or "No"). If funding comes from a private entity then please select "n/d".
▪ "Interest rate per annum" - please enter total annual interest rate (i.e. reference rate + credit margin).
▪ "Tenor" - please enter a loan term in years. Please state the loan period rounded to the whole numbers.
▪ "Co-financing rate of eligible project costs" - applicable for Capital rebate loan, please enter a percentage share of eligible capital expenditures that will be funded with loan.
▪ "Contribution in total CAPEX" - applicable for EPC + Own funds + Grant + Loan model, please enter a percentage share of total capital expenditures that will be funded with loan.
d) "EPC":
▪ "ESCO contribution in total CAPEX" - please enter a percentage share of total capital expenditures that will be funded within EPC contract.
▪ "ESCO participation in cost savings as % of total cost savings" - please specify what percentage share of total cost savings (current total costs before energy renovation less total costs after energy renovation) will be payable to ESCO in the form of annual remuneration.
▪ "Contract duration" - please specify the length of the EPC contract in full years.
"Analysis_param" sheet
The worksheet includes key assumptions relevant for the financial and economic analysis.
A. Required inputs for the financial analysis are summarised below:
a) The financial discount rate - refers to the interest rate used in discounted cash flow (DCF) analysis to determine the present value of future cash flows. Member States are free to assess their own country- and/or sector specific financial discount rate(s). In the absence of national guidelines, adherence to State aid rules is recommended. Please note that the discount rate has to be consistent with cash flows, i.e., if financial data is expressed in constant (real) prices, then discount rate has to be expressed in real terms as well.
b) Residual value - reflects the capacity of the remaining service potential of fixed assets whose economic life is not yet completely exhausted. Residual value will be normally close to zero when the reference period is equal to the economic lifetime of the assets. Users of the toolbox may choose one of the two available options for accounting for the residual value in the financial analysis:
▪ "Net book value" - residual value is equal to the unamortized book value of fixed assets.
▪ "Input" - users can determine residual value of the project by entering value estimed outside the toolbox. As a result of the analysis carried out by the users, residual value should assume value of zero, then it is recommended to select "Input" option with residual value set at zero.
B. Required inputs for the economic analysis are summarised below:
a) The social discount rate used in economic analysis is the opportunity cost of capital for the whole society. Member States are free to establish and use their own country-specific social discount rate. 3% can be used in the absence of a national approach. Please note that the discount rate has to be consistent with cash flows, i.e., if financial data is expressed in constant (real) prices, then discount rate has to be expressed in real terms as well.
b) Fiscal corrections. Taxes and subsidies are transfer payments that do not represent real economic costs or benefits for society as they involve merely a transfer of control over certain resources from one group in society to another. Some general rules can be established to correct such distortions:
• prices for input and output must be considered net of VAT; • prices for input should be considered net of direct and indirect taxes; • prices (e.g. tariffs) used as a proxy for the value of outputs should be considered net of any subsidy and other transfer granted by a public entity.
c) Shadow pricing. When market prices do not reflect the opportunity cost of inputs and outputs, the usual approach is to convert them into shadow prices to be applied to the items of the financial analysis.
d) Economic benefits. The economic analysis of energy renovations in green building sector should aim to include the following two groups of benefits: energy-related cost savings, including externalities and the impacts on the use and value of the building enabled by the project. Definitions of main project benefits used in this tool are following:
• Avoided emissions of GHGs. The shadow price to be used for the monetisation of the estimated changes in CO2 emissions is taken from the values used by the EIB. Data for shadow prices of CO2 in period 2020-2050 were taken from the Commission's Guidance on "Climate Change and Major Projects".
• Avoided emissions of air pollutants (e.g. SOx, NOx and PM). Unit damage values are used. The values are escalated over the reference period using the expected real GDP growth. The forecasted long-term per capita real GDP growth shall be modified in case-by-case.
• Enhanced security of energy supply - applies in cases where the primary energy saved comes from imported fossil fuels, such as natural gas. For electricity from a gas-fired combined-cycle gas turbine, the EIB use a value of EUR 10 / MWh.
• Extension of the economic life of the building (elements). The related annual value is estimated as the constant annuity over the operational phase of the reference period whose NPV equals the NPV of the project investment cost net of the residual value of the equipment replaced by the project (e.g. heating, ventilation and air conditioning equipment, electrical equipment). As a default, reference period length was used in the calculation. Depending on specific business case, users may choose to switch on (by selecting 1) or off (by selecting 0) the additional benefits stemming from extension of the economic life of the building.
• Improved thermal comfort, for cases where a comfortable room temperature can be achieved only after the building refurbishment. Where feasible, this benefit is monetised on the basis of the value of hypothetical additional energy savings associated with a hypothetical higher energy consumption in the without-project scenario that would have been needed to reach the same new temperature in the with-project scenario. Following table shows expected property price increase for EPC class improvements, as a suggestion for calculation.
• Increase in property values associated with the improved aesthetics and comfort of buildings (in excess of what was possibly already accounted for in the previous benefits). Assumptions need to be made about the current average market price of buildings covered by the project and the expected increase in value following the thermal rehabilitation. However, the increase in property values should in principle also embed the value of avoided energy costs, which are already monetised separately. Therefore, to avoid double counting, the economic CBA should only include the difference between the expected increase in property value and the NPV of the energy cost savings as uantified in the financial analysis. The benefit is distributed over the reference period by calculating the related equivalent constant annuity.
C. Sensitivity analysis is a technique used to determine how different values of an independent variable affect a particular dependent variable under a given set of assumptions. In the context of financial and economic analysis, sensitivity analysis helps to understand the impact of changes in key assumptions or variables on the financial viability of a project. Users of the toolbox can analyse the sensitivity analysis of FNPV(C), FNPV(k) and ENPV to negative or positive changes in capital expenditures, operating expenses and revenues / benefits. Analysis is performed on a ceteris paribus basis. Negative changes should be entered in column marked with "(-)" sign and positive changes should be entered in column marked with "(+)" sign.
4. Financial and economic analysis, definition of profitability measures
Financial analysis
A. Net present value (NPV), is used to calculate the current total value of a future stream of payments. If the NPV of a project or investment is positive, it means that the discounted present value of all future cash flows related to that project or investment will be positive, and therefore attractive. A negative NPV means the investment is not profitable.
B. FNPV(C) represents the Financial return on the investment costs, calculated using the Discounted Net Project Cashflow Without Project Financial Structure. FNPV(C) compares investment costs to net revenues and measures the extent to which the project net revenues are able to repay the investment, regardless of the sources or methods of financing. This calculation also contributes to deciding if the project requires EU financial support: when the FNPV(C) is negative then the revenues generated will not cover the costs and the project needs EU assistance.
C. FNPV(K) represents the Financial return on capital, calculated using the Net Project Cashflow Considering Financial Structure. The objective of FNPV(K) is to examine the project performance from the perspective of the assisted public, and possibly private, entities in the MS (‘after the EU grant’). When the project expects a substantial positive return (i.e. significantly above the national benchmarks on expected profitability in the given sector) it shows that the grants received would bring supra-normal profits to the beneficiary.
D. Simple Payback Period is the amount of time (usually measured in years) it takes to recover an initial investment. It is a simple calculation to help evaluate an investment. The disadvantage of this method is that it does not consider the time value of money and it does not assess the risk involved with each project.
E. The discounted Payback Period represents how long it takes to recover an initial investment by discounting future cash flows and applying the time value of money concept. It is basically used to determine the time needed for an investment to break-even by considering the time value of money.
F. The internal rate of return (IRR) is the annual rate of growth that an investment is expected to generate and is used to estimate the profitability of potential investments. IRR is a discount rate that makes the net present value (NPV) of all cash flows equal to zero in a discounted cash flow analysis. Generally speaking, the higher an internal rate of return, the more desirable an investment is to undertake. It can be used when comparing potential investment options.
Economic analysis
A. Economic Net Present Value (ENPV) is the difference between the discounted total social benefits and costs.
B. Economic Rate of Return (ERR) is the rate that produces a zero value for the ENPV.
C. Cost-Benefit ratio (C/B ratio) is the ratio of the present value of a project's expected benefits to its present value of expected costs.
Inputs
Calculations
Results

## General
GENERAL ASSUMPTIONS | [23 empty] | Check
Name of the project beneficiary: Company ABC
Name of the investment project: Project XYZ |  |  |  | Language | [9 empty] | Units
|  |  |  | English | Polish | […] | […] | […] | […] | […] | […] | […] | […] | English | Polish | […] | […] | […] | […] | […] | […] | […] | […]
Identification of the project |  | Unit |  | Identification of the project | […] | […] | […] | […] | […] | […] | […] | […] | […]
| Name of the project beneficiary: | text | Company ABC | Name of the project beneficiary: | […] | […] | […] | […] | […] | […] | […] | […] | […] | text | tekst | […] | […] | […] | […] | […] | […] | […] | […] | 0
| Name of the investment project: | text | Project XYZ | Name of the investment project: | […] | […] | […] | […] | […] | […] | […] | […] | […] | text | tekst | […] | […] | […] | […] | […] | […] | […] | […] | 0
General information |  | Unit |  | General information | […] | […] | […] | […] | […] | […] | […] | […] | […]
| Language | text | English | Language | […] | […] | […] | […] | […] | […] | […] | […] | […] | text | tekst | […] | […] | […] | […] | […] | […] | […] | […] | 0
| Currency / Units | text | EUR | Currency / Units | […] | […] | […] | […] | […] | […] | […] | […] | […] | text | tekst | […] | […] | […] | […] | […] | […] | […] | […] | 0
| Country | text | Germany | Country | […] | […] | […] | […] | […] | […] | […] | […] | […] | text | tekst | […] | […] | […] | […] | […] | […] | […] | […] | 0
| First year of infrastructure roll-out | year | 2025 | First year of infrastructure roll-out | […] | […] | […] | […] | […] | […] | […] | […] | […] | year | rok | […] | […] | […] | […] | […] | […] | […] | […] | 0
| Number of roll-out years | years | 2 | Number of roll-out years | […] | […] | […] | […] | […] | […] | […] | […] | […] | years | lata | […] | […] | […] | […] | […] | […] | […] | […] | 0
| Reference period | years | 20 | Reference period | […] | […] | […] | […] | […] | […] | […] | […] | […] | years | lata | […] | […] | […] | […] | […] | […] | […] | […] | 0
| Is VAT recoverable by the investor? | 1=yes; 0=no | 1 | Is VAT recoverable by the investor? | […] | […] | […] | […] | […] | […] | […] | […] | […] | 1=yes; 0=no | 1=tak; 0=nie | […] | […] | […] | […] | […] | […] | […] | […] | 0
| Financing model selection | text | Own funds + Grant | Financing model selection | […] | […] | […] | […] | […] | […] | […] | […] | […] | text | tekst | […] | […] | […] | […] | […] | […] | […] | […] | 0
Detailed calculations of the evaluation tool |  |  |  | Detailed calculations of the evaluation tool | […] | […] | […] | […] | […] | […] | […] | […] | […]
|  |  |  | Open worksheets with detailed calculations | […] | […] | […] | […] | […] | […] | […] | […] | […]
|  |  |  | Close worksheets with detailed calculations | […] | […] | […] | […] | […] | […] | […] | […] | […]
Open worksheets with detailed calculations
Close worksheets with detailed calculations

## CAPEX
CAPITAL EXPENDITURES | [59 empty] | Check
Name of the project beneficiary: Company ABC
Name of the investment project: Project XYZ | [39 empty] | Language | [9 empty] | Units
[40 empty] | English | Polish | […] | […] | […] | […] | […] | […] | […] | […] | English | Polish | […] | […] | […] | […] | […] | […] | […] | […]
Capital expenditures | [39 empty] | Capital expenditures | […] | […] | […] | […] | […] | […] | […] | […] | […]
| Capital expenditures - eligible for grant funding | Unit | Sum | 2025 | 2026 | 2027 | 2028 | 2029 | 2030 | 2031 | 2032 | 2033 | 2034 | 2035 | 2036 | 2037 | 2038 | 2039 | 2040 | 2041 | 2042 | 2043 | 2044 | [16 empty] | Capital expenditures - eligible for grant funding | […] | […] | […] | […] | […] | […] | […] | […] | […]
|  |  |  | Construction | Construction | Operation | Operation | Operation | Operation | Operation | Operation | Operation | Operation | Operation | Operation | Operation | Operation | Operation | Operation | Operation | Operation | Operation | Operation
| 1. Planning/design fees | EUR | 10000 | 10000 | 0 | 0 | 0 | 0 | 0 | 0 | 0 | 0 | 0 | 0 | 0 | 0 | 0 | 0 | 0 | 0 | 0 | 0 | 0 | 0 | 0 | 0 | 0 | 0 | 0 | 0 | 0 | 0 | 0 | 0 | 0 | 0 | 0 | 0 | 0 | 1. Planning/design fees | […] | […] | […] | […] | […] | […] | […] | […] | […] | [10 empty] | 0
| 2. Land purchase | EUR | 0 | 0 | 0 | 0 | 0 | 0 | 0 | 0 | 0 | 0 | 0 | 0 | 0 | 0 | 0 | 0 | 0 | 0 | 0 | 0 | 0 | 0 | 0 | 0 | 0 | 0 | 0 | 0 | 0 | 0 | 0 | 0 | 0 | 0 | 0 | 0 | 0 | 2. Land purchase | […] | […] | […] | […] | […] | […] | […] | […] | […] | [10 empty] | 0
| 3. Building and construction | EUR | 220000 | 20000 | 200000 | 0 | 0 | 0 | 0 | 0 | 0 | 0 | 0 | 0 | 0 | 0 | 0 | 0 | 0 | 0 | 0 | 0 | 0 | 0 | 0 | 0 | 0 | 0 | 0 | 0 | 0 | 0 | 0 | 0 | 0 | 0 | 0 | 0 | 0 | 3. Building and construction | […] | […] | […] | […] | […] | […] | […] | […] | […]
| a. Construction elements | EUR | 100000 | 20000 | 80000 | 0 | 0 | 0 | 0 | 0 | 0 | 0 | 0 | 0 | 0 | 0 | 0 | 0 | 0 | 0 | 0 | 0 | 0 | 0 | 0 | 0 | 0 | 0 | 0 | 0 | 0 | 0 | 0 | 0 | 0 | 0 | 0 | 0 | 0 | a. Construction elements | […] | […] | […] | […] | […] | […] | […] | […] | […] | [10 empty] | 0
| b. Insulation and facade | EUR | 100000 | 0 | 100000 | 0 | 0 | 0 | 0 | 0 | 0 | 0 | 0 | 0 | 0 | 0 | 0 | 0 | 0 | 0 | 0 | 0 | 0 | 0 | 0 | 0 | 0 | 0 | 0 | 0 | 0 | 0 | 0 | 0 | 0 | 0 | 0 | 0 | 0 | b. Insulation and facade | […] | […] | […] | […] | […] | […] | […] | […] | […] | [10 empty] | 0
| c. Windows | EUR | 20000 | 0 | 20000 | 0 | 0 | 0 | 0 | 0 | 0 | 0 | 0 | 0 | 0 | 0 | 0 | 0 | 0 | 0 | 0 | 0 | 0 | 0 | 0 | 0 | 0 | 0 | 0 | 0 | 0 | 0 | 0 | 0 | 0 | 0 | 0 | 0 | 0 | c. Windows | […] | […] | […] | […] | […] | […] | […] | […] | […] | [10 empty] | 0
| d. Seismic retrofit reinforcements | EUR | 0 | 0 | 0 | 0 | 0 | 0 | 0 | 0 | 0 | 0 | 0 | 0 | 0 | 0 | 0 | 0 | 0 | 0 | 0 | 0 | 0 | 0 | 0 | 0 | 0 | 0 | 0 | 0 | 0 | 0 | 0 | 0 | 0 | 0 | 0 | 0 | 0 | d. Seismic retrofit reinforcements | […] | […] | […] | […] | […] | […] | […] | […] | […] | [10 empty] | 0
| e. Green infrastructure (NBS) | EUR | 0 | 0 | 0 | 0 | 0 | 0 | 0 | 0 | 0 | 0 | 0 | 0 | 0 | 0 | 0 | 0 | 0 | 0 | 0 | 0 | 0 | 0 | 0 | 0 | 0 | 0 | 0 | 0 | 0 | 0 | 0 | 0 | 0 | 0 | 0 | 0 | 0 | e. Green infrastructure (NBS) | […] | […] | […] | […] | […] | […] | […] | […] | […] | [10 empty] | 0
| f. Other | EUR | 0 | 0 | 0 | 0 | 0 | 0 | 0 | 0 | 0 | 0 | 0 | 0 | 0 | 0 | 0 | 0 | 0 | 0 | 0 | 0 | 0 | 0 | 0 | 0 | 0 | 0 | 0 | 0 | 0 | 0 | 0 | 0 | 0 | 0 | 0 | 0 | 0 | f. Other | […] | […] | […] | […] | […] | […] | […] | […] | […] | [10 empty] | 0
| 4. Plant and machinery | EUR | 69000 | 0 | 69000 | 0 | 0 | 0 | 0 | 0 | 0 | 0 | 0 | 0 | 0 | 0 | 0 | 0 | 0 | 0 | 0 | 0 | 0 | 0 | 0 | 0 | 0 | 0 | 0 | 0 | 0 | 0 | 0 | 0 | 0 | 0 | 0 | 0 | 0 | 4. Plant and machinery | […] | […] | […] | […] | […] | […] | […] | […] | […]
| a. Heating, ventilation, and air conditioning | EUR | 50000 | 0 | 50000 | 0 | 0 | 0 | 0 | 0 | 0 | 0 | 0 | 0 | 0 | 0 | 0 | 0 | 0 | 0 | 0 | 0 | 0 | 0 | 0 | 0 | 0 | 0 | 0 | 0 | 0 | 0 | 0 | 0 | 0 | 0 | 0 | 0 | 0 | a. Heating, ventilation, and air conditioning | […] | […] | […] | […] | […] | […] | […] | […] | […] | [10 empty] | 0
| b. Solar power plant | EUR | 10000 | 0 | 10000 | 0 | 0 | 0 | 0 | 0 | 0 | 0 | 0 | 0 | 0 | 0 | 0 | 0 | 0 | 0 | 0 | 0 | 0 | 0 | 0 | 0 | 0 | 0 | 0 | 0 | 0 | 0 | 0 | 0 | 0 | 0 | 0 | 0 | 0 | b. Solar power plant | […] | […] | […] | […] | […] | […] | […] | […] | […] | [10 empty] | 0
| c. Battery energy storage system | EUR | 5000 | 0 | 5000 | 0 | 0 | 0 | 0 | 0 | 0 | 0 | 0 | 0 | 0 | 0 | 0 | 0 | 0 | 0 | 0 | 0 | 0 | 0 | 0 | 0 | 0 | 0 | 0 | 0 | 0 | 0 | 0 | 0 | 0 | 0 | 0 | 0 | 0 | c. Battery energy storage system | […] | […] | […] | […] | […] | […] | […] | […] | […] | [10 empty] | 0
| d. Charging equipment | EUR | 1000 | 0 | 1000 | 0 | 0 | 0 | 0 | 0 | 0 | 0 | 0 | 0 | 0 | 0 | 0 | 0 | 0 | 0 | 0 | 0 | 0 | 0 | 0 | 0 | 0 | 0 | 0 | 0 | 0 | 0 | 0 | 0 | 0 | 0 | 0 | 0 | 0 | d. Charging equipment | […] | […] | […] | […] | […] | […] | […] | […] | […] | [10 empty] | 0
| e. IT equipment and sensors | EUR | 2000 | 0 | 2000 | 0 | 0 | 0 | 0 | 0 | 0 | 0 | 0 | 0 | 0 | 0 | 0 | 0 | 0 | 0 | 0 | 0 | 0 | 0 | 0 | 0 | 0 | 0 | 0 | 0 | 0 | 0 | 0 | 0 | 0 | 0 | 0 | 0 | 0 | e. IT equipment and sensors | […] | […] | […] | […] | […] | […] | […] | […] | […] | [10 empty] | 0
| f. Other electric equipment | EUR | 0 | 0 | 0 | 0 | 0 | 0 | 0 | 0 | 0 | 0 | 0 | 0 | 0 | 0 | 0 | 0 | 0 | 0 | 0 | 0 | 0 | 0 | 0 | 0 | 0 | 0 | 0 | 0 | 0 | 0 | 0 | 0 | 0 | 0 | 0 | 0 | 0 | f. Other electric equipment | […] | […] | […] | […] | […] | […] | […] | […] | […] | [10 empty] | 0
| g. Indoor lighting | EUR | 1000 | 0 | 1000 | 0 | 0 | 0 | 0 | 0 | 0 | 0 | 0 | 0 | 0 | 0 | 0 | 0 | 0 | 0 | 0 | 0 | 0 | 0 | 0 | 0 | 0 | 0 | 0 | 0 | 0 | 0 | 0 | 0 | 0 | 0 | 0 | 0 | 0 | g. Indoor lighting | […] | […] | […] | […] | […] | […] | […] | […] | […] | [10 empty] | 0
| 5. Contingencies | EUR | 0 | 0 | 0 | 0 | 0 | 0 | 0 | 0 | 0 | 0 | 0 | 0 | 0 | 0 | 0 | 0 | 0 | 0 | 0 | 0 | 0 | 0 | 0 | 0 | 0 | 0 | 0 | 0 | 0 | 0 | 0 | 0 | 0 | 0 | 0 | 0 | 0 | 5. Contingencies | […] | […] | […] | […] | […] | […] | […] | […] | […] | [10 empty] | 0
| 6. Price adjustment | EUR | 0 | 0 | 0 | 0 | 0 | 0 | 0 | 0 | 0 | 0 | 0 | 0 | 0 | 0 | 0 | 0 | 0 | 0 | 0 | 0 | 0 | 0 | 0 | 0 | 0 | 0 | 0 | 0 | 0 | 0 | 0 | 0 | 0 | 0 | 0 | 0 | 0 | 6. Price adjustment | […] | […] | […] | […] | […] | […] | […] | […] | […] | [10 empty] | 0
| 7. Publicity | EUR | 0 | 0 | 0 | 0 | 0 | 0 | 0 | 0 | 0 | 0 | 0 | 0 | 0 | 0 | 0 | 0 | 0 | 0 | 0 | 0 | 0 | 0 | 0 | 0 | 0 | 0 | 0 | 0 | 0 | 0 | 0 | 0 | 0 | 0 | 0 | 0 | 0 | 7. Publicity | […] | […] | […] | […] | […] | […] | […] | […] | […] | [10 empty] | 0
| 8. Supervision during contrusction implementation | EUR | 1000 | 0 | 1000 | 0 | 0 | 0 | 0 | 0 | 0 | 0 | 0 | 0 | 0 | 0 | 0 | 0 | 0 | 0 | 0 | 0 | 0 | 0 | 0 | 0 | 0 | 0 | 0 | 0 | 0 | 0 | 0 | 0 | 0 | 0 | 0 | 0 | 0 | 8. Supervision during contrusction implementation | […] | […] | […] | […] | […] | […] | […] | […] | […] | [10 empty] | 0
| 9. Technical assistance | EUR | 0 | 0 | 0 | 0 | 0 | 0 | 0 | 0 | 0 | 0 | 0 | 0 | 0 | 0 | 0 | 0 | 0 | 0 | 0 | 0 | 0 | 0 | 0 | 0 | 0 | 0 | 0 | 0 | 0 | 0 | 0 | 0 | 0 | 0 | 0 | 0 | 0 | 9. Technical assistance | […] | […] | […] | […] | […] | […] | […] | […] | […] | [10 empty] | 0
| Total | EUR | 300000 | 30000 | 270000 | 0 | 0 | 0 | 0 | 0 | 0 | 0 | 0 | 0 | 0 | 0 | 0 | 0 | 0 | 0 | 0 | 0 | 0 | 0 | 0 | 0 | 0 | 0 | 0 | 0 | 0 | 0 | 0 | 0 | 0 | 0 | 0 | 0 | 0 | Total | […] | […] | […] | […] | […] | […] | […] | […] | […]
| VAT expense | EUR | 0 | 0 | 0 | 0 | 0 | 0 | 0 | 0 | 0 | 0 | 0 | 0 | 0 | 0 | 0 | 0 | 0 | 0 | 0 | 0 | 0 | 0 | 0 | 0 | 0 | 0 | 0 | 0 | 0 | 0 | 0 | 0 | 0 | 0 | 0 | 0 | 0 | VAT expense | […] | […] | […] | […] | […] | […] | […] | […] | […] | [10 empty] | 0
| Total incl. VAT | EUR | 300000 | 30000 | 270000 | 0 | 0 | 0 | 0 | 0 | 0 | 0 | 0 | 0 | 0 | 0 | 0 | 0 | 0 | 0 | 0 | 0 | 0 | 0 | 0 | 0 | 0 | 0 | 0 | 0 | 0 | 0 | 0 | 0 | 0 | 0 | 0 | 0 | 0 | Total incl. VAT | […] | […] | […] | […] | […] | […] | […] | […] | […]
| Capital expenditures - non-eligible for grant funding | Unit | Sum | 2025 | 2026 | 2027 | 2028 | 2029 | 2030 | 2031 | 2032 | 2033 | 2034 | 2035 | 2036 | 2037 | 2038 | 2039 | 2040 | 2041 | 2042 | 2043 | 2044 | [16 empty] | Capital expenditures - non-eligible for grant funding | […] | […] | […] | […] | […] | […] | […] | […] | […]
|  |  |  | Construction | Construction | Operation | Operation | Operation | Operation | Operation | Operation | Operation | Operation | Operation | Operation | Operation | Operation | Operation | Operation | Operation | Operation | Operation | Operation
| 1. Planning/design fees | EUR | 0 | 0 | 0 | 0 | 0 | 0 | 0 | 0 | 0 | 0 | 0 | 0 | 0 | 0 | 0 | 0 | 0 | 0 | 0 | 0 | 0 | 0 | 0 | 0 | 0 | 0 | 0 | 0 | 0 | 0 | 0 | 0 | 0 | 0 | 0 | 0 | 0 | 1. Planning/design fees | […] | […] | […] | […] | […] | […] | […] | […] | […] | [10 empty] | 0
| 2. Land purchase | EUR | 0 | 0 | 0 | 0 | 0 | 0 | 0 | 0 | 0 | 0 | 0 | 0 | 0 | 0 | 0 | 0 | 0 | 0 | 0 | 0 | 0 | 0 | 0 | 0 | 0 | 0 | 0 | 0 | 0 | 0 | 0 | 0 | 0 | 0 | 0 | 0 | 0 | 2. Land purchase | […] | […] | […] | […] | […] | […] | […] | […] | […] | [10 empty] | 0
| 3. Building and construction | EUR | 0 | 0 | 0 | 0 | 0 | 0 | 0 | 0 | 0 | 0 | 0 | 0 | 0 | 0 | 0 | 0 | 0 | 0 | 0 | 0 | 0 | 0 | 0 | 0 | 0 | 0 | 0 | 0 | 0 | 0 | 0 | 0 | 0 | 0 | 0 | 0 | 0 | 3. Building and construction | […] | […] | […] | […] | […] | […] | […] | […] | […]
| a. Construction elements | EUR | 0 | 0 | 0 | 0 | 0 | 0 | 0 | 0 | 0 | 0 | 0 | 0 | 0 | 0 | 0 | 0 | 0 | 0 | 0 | 0 | 0 | 0 | 0 | 0 | 0 | 0 | 0 | 0 | 0 | 0 | 0 | 0 | 0 | 0 | 0 | 0 | 0 | a. Construction elements | […] | […] | […] | […] | […] | […] | […] | […] | […] | [10 empty] | 0
| b. Insulation and facade | EUR | 0 | 0 | 0 | 0 | 0 | 0 | 0 | 0 | 0 | 0 | 0 | 0 | 0 | 0 | 0 | 0 | 0 | 0 | 0 | 0 | 0 | 0 | 0 | 0 | 0 | 0 | 0 | 0 | 0 | 0 | 0 | 0 | 0 | 0 | 0 | 0 | 0 | b. Insulation and facade | […] | […] | […] | […] | […] | […] | […] | […] | […] | [10 empty] | 0
| c. Windows | EUR | 0 | 0 | 0 | 0 | 0 | 0 | 0 | 0 | 0 | 0 | 0 | 0 | 0 | 0 | 0 | 0 | 0 | 0 | 0 | 0 | 0 | 0 | 0 | 0 | 0 | 0 | 0 | 0 | 0 | 0 | 0 | 0 | 0 | 0 | 0 | 0 | 0 | c. Windows | […] | […] | […] | […] | […] | […] | […] | […] | […] | [10 empty] | 0
| d. Seismic retrofit reinforcements | EUR | 0 | 0 | 0 | 0 | 0 | 0 | 0 | 0 | 0 | 0 | 0 | 0 | 0 | 0 | 0 | 0 | 0 | 0 | 0 | 0 | 0 | 0 | 0 | 0 | 0 | 0 | 0 | 0 | 0 | 0 | 0 | 0 | 0 | 0 | 0 | 0 | 0 | d. Seismic retrofit reinforcements | […] | […] | […] | […] | […] | […] | […] | […] | […] | [10 empty] | 0
| e. Green infrastructure (NBS) | EUR | 0 | 0 | 0 | 0 | 0 | 0 | 0 | 0 | 0 | 0 | 0 | 0 | 0 | 0 | 0 | 0 | 0 | 0 | 0 | 0 | 0 | 0 | 0 | 0 | 0 | 0 | 0 | 0 | 0 | 0 | 0 | 0 | 0 | 0 | 0 | 0 | 0 | e. Green infrastructure (NBS) | […] | […] | […] | […] | […] | […] | […] | […] | […] | [10 empty] | 0
| f. Other | EUR | 0 | 0 | 0 | 0 | 0 | 0 | 0 | 0 | 0 | 0 | 0 | 0 | 0 | 0 | 0 | 0 | 0 | 0 | 0 | 0 | 0 | 0 | 0 | 0 | 0 | 0 | 0 | 0 | 0 | 0 | 0 | 0 | 0 | 0 | 0 | 0 | 0 | f. Other | […] | […] | […] | […] | […] | […] | […] | […] | […] | [10 empty] | 0
| 4. Plant and machinery | EUR | 0 | 0 | 0 | 0 | 0 | 0 | 0 | 0 | 0 | 0 | 0 | 0 | 0 | 0 | 0 | 0 | 0 | 0 | 0 | 0 | 0 | 0 | 0 | 0 | 0 | 0 | 0 | 0 | 0 | 0 | 0 | 0 | 0 | 0 | 0 | 0 | 0 | 4. Plant and machinery | […] | […] | […] | […] | […] | […] | […] | […] | […]
| a. Heating, ventilation, and air conditioning | EUR | 0 | 0 | 0 | 0 | 0 | 0 | 0 | 0 | 0 | 0 | 0 | 0 | 0 | 0 | 0 | 0 | 0 | 0 | 0 | 0 | 0 | 0 | 0 | 0 | 0 | 0 | 0 | 0 | 0 | 0 | 0 | 0 | 0 | 0 | 0 | 0 | 0 | a. Heating, ventilation, and air conditioning | […] | […] | […] | […] | […] | […] | […] | […] | […] | [10 empty] | 0
| b. Solar power plant | EUR | 0 | 0 | 0 | 0 | 0 | 0 | 0 | 0 | 0 | 0 | 0 | 0 | 0 | 0 | 0 | 0 | 0 | 0 | 0 | 0 | 0 | 0 | 0 | 0 | 0 | 0 | 0 | 0 | 0 | 0 | 0 | 0 | 0 | 0 | 0 | 0 | 0 | b. Solar power plant | […] | […] | […] | […] | […] | […] | […] | […] | […] | [10 empty] | 0
| c. Battery energy storage system | EUR | 0 | 0 | 0 | 0 | 0 | 0 | 0 | 0 | 0 | 0 | 0 | 0 | 0 | 0 | 0 | 0 | 0 | 0 | 0 | 0 | 0 | 0 | 0 | 0 | 0 | 0 | 0 | 0 | 0 | 0 | 0 | 0 | 0 | 0 | 0 | 0 | 0 | c. Battery energy storage system | […] | […] | […] | […] | […] | […] | […] | […] | […] | [10 empty] | 0
| d. Charging equipment | EUR | 0 | 0 | 0 | 0 | 0 | 0 | 0 | 0 | 0 | 0 | 0 | 0 | 0 | 0 | 0 | 0 | 0 | 0 | 0 | 0 | 0 | 0 | 0 | 0 | 0 | 0 | 0 | 0 | 0 | 0 | 0 | 0 | 0 | 0 | 0 | 0 | 0 | d. Charging equipment | […] | […] | […] | […] | […] | […] | […] | […] | […] | [10 empty] | 0
| e. IT equipment and sensors | EUR | 0 | 0 | 0 | 0 | 0 | 0 | 0 | 0 | 0 | 0 | 0 | 0 | 0 | 0 | 0 | 0 | 0 | 0 | 0 | 0 | 0 | 0 | 0 | 0 | 0 | 0 | 0 | 0 | 0 | 0 | 0 | 0 | 0 | 0 | 0 | 0 | 0 | e. IT equipment and sensors | […] | […] | […] | […] | […] | […] | […] | […] | […] | [10 empty] | 0
| f. Other electric equipment | EUR | 0 | 0 | 0 | 0 | 0 | 0 | 0 | 0 | 0 | 0 | 0 | 0 | 0 | 0 | 0 | 0 | 0 | 0 | 0 | 0 | 0 | 0 | 0 | 0 | 0 | 0 | 0 | 0 | 0 | 0 | 0 | 0 | 0 | 0 | 0 | 0 | 0 | f. Other electric equipment | […] | […] | […] | […] | […] | […] | […] | […] | […] | [10 empty] | 0
| g. Indoor lighting | EUR | 0 | 0 | 0 | 0 | 0 | 0 | 0 | 0 | 0 | 0 | 0 | 0 | 0 | 0 | 0 | 0 | 0 | 0 | 0 | 0 | 0 | 0 | 0 | 0 | 0 | 0 | 0 | 0 | 0 | 0 | 0 | 0 | 0 | 0 | 0 | 0 | 0 | g. Indoor lighting | […] | […] | […] | […] | […] | […] | […] | […] | […] | [10 empty] | 0
| 5. Contingencies | EUR | 0 | 0 | 0 | 0 | 0 | 0 | 0 | 0 | 0 | 0 | 0 | 0 | 0 | 0 | 0 | 0 | 0 | 0 | 0 | 0 | 0 | 0 | 0 | 0 | 0 | 0 | 0 | 0 | 0 | 0 | 0 | 0 | 0 | 0 | 0 | 0 | 0 | 5. Contingencies | […] | […] | […] | […] | […] | […] | […] | […] | […] | [10 empty] | 0
| 6. Price adjustment | EUR | 0 | 0 | 0 | 0 | 0 | 0 | 0 | 0 | 0 | 0 | 0 | 0 | 0 | 0 | 0 | 0 | 0 | 0 | 0 | 0 | 0 | 0 | 0 | 0 | 0 | 0 | 0 | 0 | 0 | 0 | 0 | 0 | 0 | 0 | 0 | 0 | 0 | 6. Price adjustment | […] | […] | […] | […] | […] | […] | […] | […] | […] | [10 empty] | 0
| 7. Publicity | EUR | 0 | 0 | 0 | 0 | 0 | 0 | 0 | 0 | 0 | 0 | 0 | 0 | 0 | 0 | 0 | 0 | 0 | 0 | 0 | 0 | 0 | 0 | 0 | 0 | 0 | 0 | 0 | 0 | 0 | 0 | 0 | 0 | 0 | 0 | 0 | 0 | 0 | 7. Publicity | […] | […] | […] | […] | […] | […] | […] | […] | […] | [10 empty] | 0
| 8. Supervision during contrusction implementation | EUR | 0 | 0 | 0 | 0 | 0 | 0 | 0 | 0 | 0 | 0 | 0 | 0 | 0 | 0 | 0 | 0 | 0 | 0 | 0 | 0 | 0 | 0 | 0 | 0 | 0 | 0 | 0 | 0 | 0 | 0 | 0 | 0 | 0 | 0 | 0 | 0 | 0 | 8. Supervision during contrusction implementation | […] | […] | […] | […] | […] | […] | […] | […] | […] | [10 empty] | 0
| 9. Technical assistance | EUR | 0 | 0 | 0 | 0 | 0 | 0 | 0 | 0 | 0 | 0 | 0 | 0 | 0 | 0 | 0 | 0 | 0 | 0 | 0 | 0 | 0 | 0 | 0 | 0 | 0 | 0 | 0 | 0 | 0 | 0 | 0 | 0 | 0 | 0 | 0 | 0 | 0 | 9. Technical assistance | […] | […] | […] | […] | […] | […] | […] | […] | […] | [10 empty] | 0
| Total | EUR | 0 | 0 | 0 | 0 | 0 | 0 | 0 | 0 | 0 | 0 | 0 | 0 | 0 | 0 | 0 | 0 | 0 | 0 | 0 | 0 | 0 | 0 | 0 | 0 | 0 | 0 | 0 | 0 | 0 | 0 | 0 | 0 | 0 | 0 | 0 | 0 | 0 | Total | […] | […] | […] | […] | […] | […] | […] | […] | […]
| VAT expense | EUR | 0 | 0 | 0 | 0 | 0 | 0 | 0 | 0 | 0 | 0 | 0 | 0 | 0 | 0 | 0 | 0 | 0 | 0 | 0 | 0 | 0 | 0 | 0 | 0 | 0 | 0 | 0 | 0 | 0 | 0 | 0 | 0 | 0 | 0 | 0 | 0 | 0 | VAT expense | […] | […] | […] | […] | […] | […] | […] | […] | […] | [10 empty] | 0
| Total incl. VAT | EUR | 0 | 0 | 0 | 0 | 0 | 0 | 0 | 0 | 0 | 0 | 0 | 0 | 0 | 0 | 0 | 0 | 0 | 0 | 0 | 0 | 0 | 0 | 0 | 0 | 0 | 0 | 0 | 0 | 0 | 0 | 0 | 0 | 0 | 0 | 0 | 0 | 0 | Total incl. VAT | […] | […] | […] | […] | […] | […] | […] | […] | […]
| Economic useful life | Unit | [37 empty] | Economic useful life | […] | […] | […] | […] | […] | […] | […] | […] | […]
| 1. Planning/design fees | years | 0 | [36 empty] | 1. Planning/design fees | […] | […] | […] | […] | […] | […] | […] | […] | […] | years | lata | […] | […] | […] | […] | […] | […] | […] | […] | 0
| 2. Land purchase | years | 0 | [36 empty] | 2. Land purchase | […] | […] | […] | […] | […] | […] | […] | […] | […] | years | lata | […] | […] | […] | […] | […] | […] | […] | […] | 0
| 3. Building and construction | [38 empty] | 3. Building and construction | […] | […] | […] | […] | […] | […] | […] | […] | […] | years | lata | […] | […] | […] | […] | […] | […] | […] | […]
| a. Construction elements | years | 40 | [36 empty] | a. Construction elements | […] | […] | […] | […] | […] | […] | […] | […] | […] | years | lata | […] | […] | […] | […] | […] | […] | […] | […] | 0
| b. Insulation and facade | years | 40 | [36 empty] | b. Insulation and facade | […] | […] | […] | […] | […] | […] | […] | […] | […] | years | lata | […] | […] | […] | […] | […] | […] | […] | […] | 0
| c. Windows | years | 20 | [36 empty] | c. Windows | […] | […] | […] | […] | […] | […] | […] | […] | […] | years | lata | […] | […] | […] | […] | […] | […] | […] | […] | 0
| d. Seismic retrofit reinforcements | years | 40 | [36 empty] | d. Seismic retrofit reinforcements | […] | […] | […] | […] | […] | […] | […] | […] | […] | years | lata | […] | […] | […] | […] | […] | […] | […] | […] | 0
| e. Green infrastructure (NBS) | years | 20 | [36 empty] | e. Green infrastructure (NBS) | […] | […] | […] | […] | […] | […] | […] | […] | […] | years | lata | […] | […] | […] | […] | […] | […] | […] | […] | 0
| f. Other | years | 20 | [36 empty] | f. Other | […] | […] | […] | […] | […] | […] | […] | […] | […] | years | lata | […] | […] | […] | […] | […] | […] | […] | […] | 0
| 4. Plant and machinery | [38 empty] | 4. Plant and machinery | […] | […] | […] | […] | […] | […] | […] | […] | […] | years | lata | […] | […] | […] | […] | […] | […] | […] | […]
| a. Heating, ventilation, and air conditioning | years | 15 | [36 empty] | a. Heating, ventilation, and air conditioning | […] | […] | […] | […] | […] | […] | […] | […] | […] | years | lata | […] | […] | […] | […] | […] | […] | […] | […] | 0
| b. Solar power plant | years | 20 | [36 empty] | b. Solar power plant | […] | […] | […] | […] | […] | […] | […] | […] | […] | years | lata | […] | […] | […] | […] | […] | […] | […] | […] | 0
| c. Battery energy storage system | years | 10 | [36 empty] | c. Battery energy storage system | […] | […] | […] | […] | […] | […] | […] | […] | […] | years | lata | […] | […] | […] | […] | […] | […] | […] | […] | 0
| d. Charging equipment | years | 40 | [36 empty] | d. Charging equipment | […] | […] | […] | […] | […] | […] | […] | […] | […] | years | lata | […] | […] | […] | […] | […] | […] | […] | […] | 0
| e. IT equipment and sensors | years | 10 | [36 empty] | e. IT equipment and sensors | […] | […] | […] | […] | […] | […] | […] | […] | […] | years | lata | […] | […] | […] | […] | […] | […] | […] | […] | 0
| f. Other electric equipment | years | 10 | [36 empty] | f. Other electric equipment | […] | […] | […] | […] | […] | […] | […] | […] | […] | years | lata | […] | […] | […] | […] | […] | […] | […] | […] | 0
| g. Indoor lighting | years | 10 | [36 empty] | g. Indoor lighting | […] | […] | […] | […] | […] | […] | […] | […] | […] | years | lata | […] | […] | […] | […] | […] | […] | […] | […] | 0
| 5. Contingencies | years | 0 | [36 empty] | 5. Contingencies | […] | […] | […] | […] | […] | […] | […] | […] | […] | years | lata | […] | […] | […] | […] | […] | […] | […] | […] | 0
| 6. Price adjustment | years | 0 | [36 empty] | 6. Price adjustment | […] | […] | […] | […] | […] | […] | […] | […] | […] | years | lata | […] | […] | […] | […] | […] | […] | […] | […] | 0
| 7. Publicity | years | 0 | [36 empty] | 7. Publicity | […] | […] | […] | […] | […] | […] | […] | […] | […] | years | lata | […] | […] | […] | […] | […] | […] | […] | […] | 0
| 8. Supervision during contrusction implementation | years | 0 | [36 empty] | 8. Supervision during contrusction implementation | […] | […] | […] | […] | […] | […] | […] | […] | […] | years | lata | […] | […] | […] | […] | […] | […] | […] | […] | 0
| 9. Technical assistance | years | 0 | [36 empty] | 9. Technical assistance | […] | […] | […] | […] | […] | […] | […] | […] | […] | years | lata | […] | […] | […] | […] | […] | […] | […] | […] | 0
Replacement & decommissioning costs | [39 empty] | Replacement & decommissioning costs | […] | […] | […] | […] | […] | […] | […] | […] | […]
| Replacement & decommissioning costs | Unit | Sum | 2025 | 2026 | 2027 | 2028 | 2029 | 2030 | 2031 | 2032 | 2033 | 2034 | 2035 | 2036 | 2037 | 2038 | 2039 | 2040 | 2041 | 2042 | 2043 | 2044 | [16 empty] | Replacement & decommissioning costs | […] | […] | […] | […] | […] | […] | […] | […] | […]
|  |  |  | Construction | Construction | Operation | Operation | Operation | Operation | Operation | Operation | Operation | Operation | Operation | Operation | Operation | Operation | Operation | Operation | Operation | Operation | Operation | Operation
| […] | EUR | 0 | 0 | 0 | 0 | 0 | 0 | 0 | 0 | 0 | 0 | 0 | 0 | 0 | 0 | 0 | 0 | 0 | 0 | 0 | 0 | 0 | 0 | 0 | 0 | 0 | 0 | 0 | 0 | 0 | 0 | 0 | 0 | 0 | 0 | 0 | 0 | 0 | [20 empty] | 0
| […] | EUR | 0 | 0 | 0 | 0 | 0 | 0 | 0 | 0 | 0 | 0 | 0 | 0 | 0 | 0 | 0 | 0 | 0 | 0 | 0 | 0 | 0 | 0 | 0 | 0 | 0 | 0 | 0 | 0 | 0 | 0 | 0 | 0 | 0 | 0 | 0 | 0 | 0 | [20 empty] | 0
| […] | EUR | 0 | 0 | 0 | 0 | 0 | 0 | 0 | 0 | 0 | 0 | 0 | 0 | 0 | 0 | 0 | 0 | 0 | 0 | 0 | 0 | 0 | 0 | 0 | 0 | 0 | 0 | 0 | 0 | 0 | 0 | 0 | 0 | 0 | 0 | 0 | 0 | 0 | [20 empty] | 0
| […] | EUR | 0 | 0 | 0 | 0 | 0 | 0 | 0 | 0 | 0 | 0 | 0 | 0 | 0 | 0 | 0 | 0 | 0 | 0 | 0 | 0 | 0 | 0 | 0 | 0 | 0 | 0 | 0 | 0 | 0 | 0 | 0 | 0 | 0 | 0 | 0 | 0 | 0 | [20 empty] | 0
| […] | EUR | 0 | 0 | 0 | 0 | 0 | 0 | 0 | 0 | 0 | 0 | 0 | 0 | 0 | 0 | 0 | 0 | 0 | 0 | 0 | 0 | 0 | 0 | 0 | 0 | 0 | 0 | 0 | 0 | 0 | 0 | 0 | 0 | 0 | 0 | 0 | 0 | 0 | [20 empty] | 0
| Total cost | EUR | 0 | 0 | 0 | 0 | 0 | 0 | 0 | 0 | 0 | 0 | 0 | 0 | 0 | 0 | 0 | 0 | 0 | 0 | 0 | 0 | 0 | 0 | 0 | 0 | 0 | 0 | 0 | 0 | 0 | 0 | 0 | 0 | 0 | 0 | 0 | 0 | 0 | Total cost | […] | […] | […] | […] | […] | […] | […] | […] | […]
| VAT expense | EUR | 0 | 0 | 0 | 0 | 0 | 0 | 0 | 0 | 0 | 0 | 0 | 0 | 0 | 0 | 0 | 0 | 0 | 0 | 0 | 0 | 0 | 0 | 0 | 0 | 0 | 0 | 0 | 0 | 0 | 0 | 0 | 0 | 0 | 0 | 0 | 0 | 0 | VAT expense | […] | […] | […] | […] | […] | […] | […] | […] | […] | [10 empty] | 0
| Total (incl. VAT) | EUR | 0 | 0 | 0 | 0 | 0 | 0 | 0 | 0 | 0 | 0 | 0 | 0 | 0 | 0 | 0 | 0 | 0 | 0 | 0 | 0 | 0 | 0 | 0 | 0 | 0 | 0 | 0 | 0 | 0 | 0 | 0 | 0 | 0 | 0 | 0 | 0 | 0 | Total (incl. VAT) | […] | […] | […] | […] | […] | […] | […] | […] | […]

## Reve
REVENUES | [60 empty] | Check
Name of the project beneficiary: Company ABC
Name of the investment project: Project XYZ | [40 empty] | Language | [9 empty] | Units
All input cells should be filled in with assumptions | [40 empty] | English | Polish | […] | […] | […] | […] | […] | […] | […] | […] | English | Polish | […] | […] | […] | […] | […] | […] | […] | […]
Revenues | [40 empty] | Revenues | […] | […] | […] | […] | […] | […] | […] | […] | […]
|  | Energy sold to grid / consumer | Unit | Sum | 2025 | 2026 | 2027 | 2028 | 2029 | 2030 | 2031 | 2032 | 2033 | 2034 | 2035 | 2036 | 2037 | 2038 | 2039 | 2040 | 2041 | 2042 | 2043 | 2044 | [16 empty] | Energy sold to grid / consumer | […] | […] | […] | […] | […] | […] | […] | […] | […]
[5 empty] | Construction | Construction | Operation | Operation | Operation | Operation | Operation | Operation | Operation | Operation | Operation | Operation | Operation | Operation | Operation | Operation | Operation | Operation | Operation | Operation
|  | Quantity | kWh | 694000 | 0 | 10000 | 38000 | 38000 | 38000 | 38000 | 38000 | 38000 | 38000 | 38000 | 38000 | 38000 | 38000 | 38000 | 38000 | 38000 | 38000 | 38000 | 38000 | 38000 | [16 empty] | Quantity | […] | […] | […] | […] | […] | […] | […] | […] | […] | kWh | kWh | […] | […] | […] | […] | […] | […] | […] | […] | 0
| ! | Price without taxes and subsidies | EUR / kWh |  |  | 0.13949 | 0.13949 | 0.13949 | 0.13949 | 0.13949 | 0.13949 | 0.13949 | 0.13949 | 0.13949 | 0.13949 | 0.13949 | 0.13949 | 0.13949 | 0.13949 | 0.13949 | 0.13949 | 0.13949 | 0.13949 | 0.13949 | [16 empty] | Price without taxes and subsidies | […] | […] | […] | […] | […] | […] | […] | […] | […] | kWh | kWh | […] | […] | […] | […] | […] | […] | […] | […] | 1
|  | Price with taxes and subsidies | EUR / kWh |  | 0 | 0.15762 | 0.15762 | 0.15762 | 0.15762 | 0.15762 | 0.15762 | 0.15762 | 0.15762 | 0.15762 | 0.15762 | 0.15762 | 0.15762 | 0.15762 | 0.15762 | 0.15762 | 0.15762 | 0.15762 | 0.15762 | 0.15762 | 0 | 0 | 0 | 0 | 0 | 0 | 0 | 0 | 0 | 0 | 0 | 0 | 0 | 0 | 0 | 0 | Price with taxes and subsidies | […] | […] | […] | […] | […] | […] | […] | […] | […] | kWh | kWh | […] | […] | […] | […] | […] | […] | […] | […]
| ! | VAT / special taxes | EUR / kWh |  |  | 0.018133 | 0.018133 | 0.018133 | 0.018133 | 0.018133 | 0.018133 | 0.018133 | 0.018133 | 0.018133 | 0.018133 | 0.018133 | 0.018133 | 0.018133 | 0.018133 | 0.018133 | 0.018133 | 0.018133 | 0.018133 | 0.018133 | [16 empty] | VAT / special taxes | […] | […] | […] | […] | […] | […] | […] | […] | […] | kWh | kWh | […] | […] | […] | […] | […] | […] | […] | […] | 1
| ! | Subsidies | EUR / kWh | [37 empty] | Subsidies | […] | […] | […] | […] | […] | […] | […] | […] | […] | kWh | kWh | […] | […] | […] | […] | […] | […] | […] | […] | 20
|  | Energy produced for own needs | Unit | Sum | 2025 | 2026 | 2027 | 2028 | 2029 | 2030 | 2031 | 2032 | 2033 | 2034 | 2035 | 2036 | 2037 | 2038 | 2039 | 2040 | 2041 | 2042 | 2043 | 2044 | [16 empty] | Energy produced for own needs | […] | […] | […] | […] | […] | […] | […] | […] | […]
[5 empty] | Construction | Construction | Operation | Operation | Operation | Operation | Operation | Operation | Operation | Operation | Operation | Operation | Operation | Operation | Operation | Operation | Operation | Operation | Operation | Operation
| ! | Quantity | kWh | 760000 |  | 40000 | 40000 | 40000 | 40000 | 40000 | 40000 | 40000 | 40000 | 40000 | 40000 | 40000 | 40000 | 40000 | 40000 | 40000 | 40000 | 40000 | 40000 | 40000 | [16 empty] | Quantity | […] | […] | […] | […] | […] | […] | […] | […] | […] | kWh | kWh | […] | […] | […] | […] | […] | […] | […] | […] | 1
| ! | Price without taxes and subsidies | EUR / kWh |  |  | 0.13949 | 0.13949 | 0.13949 | 0.13949 | 0.13949 | 0.13949 | 0.13949 | 0.13949 | 0.13949 | 0.13949 | 0.13949 | 0.13949 | 0.13949 | 0.13949 | 0.13949 | 0.13949 | 0.13949 | 0.13949 | 0.13949 | [16 empty] | Price without taxes and subsidies | […] | […] | […] | […] | […] | […] | […] | […] | […] | kWh | kWh | […] | […] | […] | […] | […] | […] | […] | […] | 1
|  | Price with taxes and subsidies | EUR / kWh |  | 0 | 0.15762 | 0.15762 | 0.15762 | 0.15762 | 0.15762 | 0.15762 | 0.15762 | 0.15762 | 0.15762 | 0.15762 | 0.15762 | 0.15762 | 0.15762 | 0.15762 | 0.15762 | 0.15762 | 0.15762 | 0.15762 | 0.15762 | 0 | 0 | 0 | 0 | 0 | 0 | 0 | 0 | 0 | 0 | 0 | 0 | 0 | 0 | 0 | 0 | Price with taxes and subsidies | […] | […] | […] | […] | […] | […] | […] | […] | […] | kWh | kWh | […] | […] | […] | […] | […] | […] | […] | […]
| ! | VAT / special taxes | EUR / kWh |  |  | 0.018133 | 0.018133 | 0.018133 | 0.018133 | 0.018133 | 0.018133 | 0.018133 | 0.018133 | 0.018133 | 0.018133 | 0.018133 | 0.018133 | 0.018133 | 0.018133 | 0.018133 | 0.018133 | 0.018133 | 0.018133 | 0.018133 | [16 empty] | VAT / special taxes | […] | […] | […] | […] | […] | […] | […] | […] | […] | kWh | kWh | […] | […] | […] | […] | […] | […] | […] | […] | 1
| ! | Subsidies | EUR / kWh | [37 empty] | Subsidies | […] | […] | […] | […] | […] | […] | […] | […] | […] | kWh | kWh | […] | […] | […] | […] | […] | […] | […] | […] | 20
|  | Operation and maintenance fee (O&M) | Unit | Sum | 2025 | 2026 | 2027 | 2028 | 2029 | 2030 | 2031 | 2032 | 2033 | 2034 | 2035 | 2036 | 2037 | 2038 | 2039 | 2040 | 2041 | 2042 | 2043 | 2044 | [16 empty] | Operation and maintenance fee (O&M) | […] | […] | […] | […] | […] | […] | […] | […] | […]
[5 empty] | Construction | Construction | Operation | Operation | Operation | Operation | Operation | Operation | Operation | Operation | Operation | Operation | Operation | Operation | Operation | Operation | Operation | Operation | Operation | Operation
| ! | […] | EUR | 0 | [56 empty] | 20
| ! | […] | EUR | 0 | [56 empty] | 20
| ! | […] | EUR | 0 | [56 empty] | 20
| ! | […] | EUR | 0 | [56 empty] | 20
| ! | […] | EUR | 0 | [56 empty] | 20
|  | Total revenues | EUR | 0 | 0 | 0 | 0 | 0 | 0 | 0 | 0 | 0 | 0 | 0 | 0 | 0 | 0 | 0 | 0 | 0 | 0 | 0 | 0 | 0 | 0 | 0 | 0 | 0 | 0 | 0 | 0 | 0 | 0 | 0 | 0 | 0 | 0 | 0 | 0 | 0 | Total revenues | […] | […] | […] | […] | […] | […] | […] | […] | […]
| ! | VAT | EUR | 0 | [36 empty] | VAT | […] | […] | […] | […] | […] | […] | […] | […] | […] | [10 empty] | 20
|  | Total revenues incl. VAT | EUR | 0 | 0 | 0 | 0 | 0 | 0 | 0 | 0 | 0 | 0 | 0 | 0 | 0 | 0 | 0 | 0 | 0 | 0 | 0 | 0 | 0 | 0 | 0 | 0 | 0 | 0 | 0 | 0 | 0 | 0 | 0 | 0 | 0 | 0 | 0 | 0 | 0 | Total revenues incl. VAT | […] | […] | […] | […] | […] | […] | […] | […] | […]
|  | Other | Unit | Sum | 2025 | 2026 | 2027 | 2028 | 2029 | 2030 | 2031 | 2032 | 2033 | 2034 | 2035 | 2036 | 2037 | 2038 | 2039 | 2040 | 2041 | 2042 | 2043 | 2044 | [16 empty] | Other | […] | […] | […] | […] | […] | […] | […] | […] | […]
[5 empty] | Construction | Construction | Operation | Operation | Operation | Operation | Operation | Operation | Operation | Operation | Operation | Operation | Operation | Operation | Operation | Operation | Operation | Operation | Operation | Operation
| ! | […] | EUR | 0 | [56 empty] | 20
| ! | […] | EUR | 0 | [56 empty] | 20
| ! | […] | EUR | 0 | [56 empty] | 20
| ! | […] | EUR | 0 | [56 empty] | 20
| ! | […] | EUR | 0 | [56 empty] | 20
|  | Total revenues | EUR | 0 | 0 | 0 | 0 | 0 | 0 | 0 | 0 | 0 | 0 | 0 | 0 | 0 | 0 | 0 | 0 | 0 | 0 | 0 | 0 | 0 | 0 | 0 | 0 | 0 | 0 | 0 | 0 | 0 | 0 | 0 | 0 | 0 | 0 | 0 | 0 | 0 | Total revenues | […] | […] | […] | […] | […] | […] | […] | […] | […]
| ! | VAT | EUR | 0 | [36 empty] | VAT | […] | […] | […] | […] | […] | […] | […] | […] | […] | [10 empty] | 20
|  | Total revenues incl. VAT | EUR | 0 | 0 | 0 | 0 | 0 | 0 | 0 | 0 | 0 | 0 | 0 | 0 | 0 | 0 | 0 | 0 | 0 | 0 | 0 | 0 | 0 | 0 | 0 | 0 | 0 | 0 | 0 | 0 | 0 | 0 | 0 | 0 | 0 | 0 | 0 | 0 | 0 | Total revenues incl. VAT | […] | […] | […] | […] | […] | […] | […] | […] | […]

## OPEX
OPERATING EXPENSES | [60 empty] | Check
Name of the project beneficiary: Company ABC
Name of the investment project: Project XYZ | [40 empty] | Language | [9 empty] | Units
All input cells should be filled in with assumptions | [40 empty] | English | Polish | […] | […] | […] | […] | […] | […] | […] | […] | English | Polish | […] | […] | […] | […] | […] | […] | […] | […]
Operating costs - current costs before energy renovation | [40 empty] | Operating costs - current costs before energy renovation | […] | […] | […] | […] | […] | […] | […] | […] | […]
|  | Energy consumption - by energy carrier | Unit | Sum | 2025 | 2026 | 2027 | 2028 | 2029 | 2030 | 2031 | 2032 | 2033 | 2034 | 2035 | 2036 | 2037 | 2038 | 2039 | 2040 | 2041 | 2042 | 2043 | 2044 | [16 empty] | Energy consumption - by energy carrier | […] | […] | […] | […] | […] | […] | […] | […] | […]
[5 empty] | Construction | Construction | Operation | Operation | Operation | Operation | Operation | Operation | Operation | Operation | Operation | Operation | Operation | Operation | Operation | Operation | Operation | Operation | Operation | Operation
|  | Electricity | [38 empty] | Electricity | […] | […] | […] | […] | […] | […] | […] | […] | […]
| ! | Quantity | kWh | 2850000 |  | 150000 | 150000 | 150000 | 150000 | 150000 | 150000 | 150000 | 150000 | 150000 | 150000 | 150000 | 150000 | 150000 | 150000 | 150000 | 150000 | 150000 | 150000 | 150000 | [16 empty] | Quantity | […] | […] | […] | […] | […] | […] | […] | […] | […] | kWh | kWh | […] | […] | […] | […] | […] | […] | […] | […] | 1
| ! | Price without taxes and subsidies | EUR / kWh |  |  | 0.13949 | 0.13949 | 0.13949 | 0.13949 | 0.13949 | 0.13949 | 0.13949 | 0.13949 | 0.13949 | 0.13949 | 0.13949 | 0.13949 | 0.13949 | 0.13949 | 0.13949 | 0.13949 | 0.13949 | 0.13949 | 0.13949 | [16 empty] | Price without taxes and subsidies | […] | […] | […] | […] | […] | […] | […] | […] | […] | kWh | kWh | […] | […] | […] | […] | […] | […] | […] | […] | 1
|  | Price with taxes and subsidies | EUR / kWh |  | 0 | 0.15949 | 0.15949 | 0.15949 | 0.15949 | 0.15949 | 0.15949 | 0.15949 | 0.15949 | 0.15949 | 0.15949 | 0.15949 | 0.15949 | 0.15949 | 0.15949 | 0.15949 | 0.15949 | 0.15949 | 0.15949 | 0.15949 | 0 | 0 | 0 | 0 | 0 | 0 | 0 | 0 | 0 | 0 | 0 | 0 | 0 | 0 | 0 | 0 | Price with taxes and subsidies | […] | […] | […] | […] | […] | […] | […] | […] | […] | kWh | kWh | […] | […] | […] | […] | […] | […] | […] | […]
| ! | VAT / special taxes | EUR / kWh |  |  | 0.02 | 0.02 | 0.02 | 0.02 | 0.02 | 0.02 | 0.02 | 0.02 | 0.02 | 0.02 | 0.02 | 0.02 | 0.02 | 0.02 | 0.02 | 0.02 | 0.02 | 0.02 | 0.02 | [16 empty] | VAT / special taxes | […] | […] | […] | […] | […] | […] | […] | […] | […] | kWh | kWh | […] | […] | […] | […] | […] | […] | […] | […] | 1
| ! | Subsidies | EUR / kWh | [37 empty] | Subsidies | […] | […] | […] | […] | […] | […] | […] | […] | […] | kWh | kWh | […] | […] | […] | […] | […] | […] | […] | […] | 20
|  | Gas | [38 empty] | Gas | […] | […] | […] | […] | […] | […] | […] | […] | […]
| ! | Quantity | kWh | 8936441 |  | 470339 | 470339 | 470339 | 470339 | 470339 | 470339 | 470339 | 470339 | 470339 | 470339 | 470339 | 470339 | 470339 | 470339 | 470339 | 470339 | 470339 | 470339 | 470339 | [16 empty] | Quantity | […] | […] | […] | […] | […] | […] | […] | […] | […] | kWh | kWh | […] | […] | […] | […] | […] | […] | […] | […] | 1
| ! | Price without taxes and subsidies | EUR / kWh |  |  | 0.037631 | 0.037631 | 0.037631 | 0.037631 | 0.037631 | 0.037631 | 0.037631 | 0.037631 | 0.037631 | 0.037631 | 0.037631 | 0.037631 | 0.037631 | 0.037631 | 0.037631 | 0.037631 | 0.037631 | 0.037631 | 0.037631 | [16 empty] | Price without taxes and subsidies | […] | […] | […] | […] | […] | […] | […] | […] | […] | kWh | kWh | […] | […] | […] | […] | […] | […] | […] | […] | 1
|  | Price with taxes and subsidies | EUR / kWh |  | 0 | 0.046287 | 0.046287 | 0.046287 | 0.046287 | 0.046287 | 0.046287 | 0.046287 | 0.046287 | 0.046287 | 0.046287 | 0.046287 | 0.046287 | 0.046287 | 0.046287 | 0.046287 | 0.046287 | 0.046287 | 0.046287 | 0.046287 | 0 | 0 | 0 | 0 | 0 | 0 | 0 | 0 | 0 | 0 | 0 | 0 | 0 | 0 | 0 | 0 | Price with taxes and subsidies | […] | […] | […] | […] | […] | […] | […] | […] | […] | kWh | kWh | […] | […] | […] | […] | […] | […] | […] | […]
| ! | VAT / special taxes | EUR / kWh |  |  | 0.0086552 | 0.0086552 | 0.0086552 | 0.0086552 | 0.0086552 | 0.0086552 | 0.0086552 | 0.0086552 | 0.0086552 | 0.0086552 | 0.0086552 | 0.0086552 | 0.0086552 | 0.0086552 | 0.0086552 | 0.0086552 | 0.0086552 | 0.0086552 | 0.0086552 | [16 empty] | VAT / special taxes | […] | […] | […] | […] | […] | […] | […] | […] | […] | kWh | kWh | […] | […] | […] | […] | […] | […] | […] | […] | 1
| ! | Subsidies | EUR / kWh | [37 empty] | Subsidies | […] | […] | […] | […] | […] | […] | […] | […] | […] | kWh | kWh | […] | […] | […] | […] | […] | […] | […] | […] | 20
|  | Fuel oil | [38 empty] | Fuel oil | […] | […] | […] | […] | […] | […] | […] | […] | […]
| ! | Quantity | kWh | 0 |  | 0 | 0 | 0 | 0 | 0 | 0 | 0 | 0 | 0 | 0 | 0 | 0 | 0 | 0 | 0 | 0 | 0 | 0 | 0 | [16 empty] | Quantity | […] | […] | […] | […] | […] | […] | […] | […] | […] | kWh | kWh | […] | […] | […] | […] | […] | […] | […] | […] | 1
| ! | Price without taxes and subsidies | EUR / kWh |  |  | 0 | 0 | 0 | 0 | 0 | 0 | 0 | 0 | 0 | 0 | 0 | 0 | 0 | 0 | 0 | 0 | 0 | 0 | 0 | [16 empty] | Price without taxes and subsidies | […] | […] | […] | […] | […] | […] | […] | […] | […] | kWh | kWh | […] | […] | […] | […] | […] | […] | […] | […] | 1
|  | Price with taxes and subsidies | EUR / kWh |  | 0 | 0 | 0 | 0 | 0 | 0 | 0 | 0 | 0 | 0 | 0 | 0 | 0 | 0 | 0 | 0 | 0 | 0 | 0 | 0 | 0 | 0 | 0 | 0 | 0 | 0 | 0 | 0 | 0 | 0 | 0 | 0 | 0 | 0 | 0 | 0 | Price with taxes and subsidies | […] | […] | […] | […] | […] | […] | […] | […] | […] | kWh | kWh | […] | […] | […] | […] | […] | […] | […] | […]
| ! | VAT / special taxes | EUR / kWh | [37 empty] | VAT / special taxes | […] | […] | […] | […] | […] | […] | […] | […] | […] | kWh | kWh | […] | […] | […] | […] | […] | […] | […] | […] | 20
| ! | Subsidies | EUR / kWh | [37 empty] | Subsidies | […] | […] | […] | […] | […] | […] | […] | […] | […] | kWh | kWh | […] | […] | […] | […] | […] | […] | […] | […] | 20
|  | LPG | [38 empty] | LPG | […] | […] | […] | […] | […] | […] | […] | […] | […]
| ! | Quantity | kWh | 0 |  | 0 | 0 | 0 | 0 | 0 | 0 | 0 | 0 | 0 | 0 | 0 | 0 | 0 | 0 | 0 | 0 | 0 | 0 | 0 | [16 empty] | Quantity | […] | […] | […] | […] | […] | […] | […] | […] | […] | kWh | kWh | […] | […] | […] | […] | […] | […] | […] | […] | 1
| ! | Price without taxes and subsidies | EUR / kWh |  |  | 0 | 0 | 0 | 0 | 0 | 0 | 0 | 0 | 0 | 0 | 0 | 0 | 0 | 0 | 0 | 0 | 0 | 0 | 0 | [16 empty] | Price without taxes and subsidies | […] | […] | […] | […] | […] | […] | […] | […] | […] | kWh | kWh | […] | […] | […] | […] | […] | […] | […] | […] | 1
|  | Price with taxes and subsidies | EUR / kWh |  | 0 | 0 | 0 | 0 | 0 | 0 | 0 | 0 | 0 | 0 | 0 | 0 | 0 | 0 | 0 | 0 | 0 | 0 | 0 | 0 | 0 | 0 | 0 | 0 | 0 | 0 | 0 | 0 | 0 | 0 | 0 | 0 | 0 | 0 | 0 | 0 | Price with taxes and subsidies | […] | […] | […] | […] | […] | […] | […] | […] | […] | kWh | kWh | […] | […] | […] | […] | […] | […] | […] | […]
| ! | VAT / special taxes | EUR / kWh | [37 empty] | VAT / special taxes | […] | […] | […] | […] | […] | […] | […] | […] | […] | kWh | kWh | […] | […] | […] | […] | […] | […] | […] | […] | 20
| ! | Subsidies | EUR / kWh | [37 empty] | Subsidies | […] | […] | […] | […] | […] | […] | […] | […] | […] | kWh | kWh | […] | […] | […] | […] | […] | […] | […] | […] | 20
|  | District heating system | [38 empty] | District heating system | […] | […] | […] | […] | […] | […] | […] | […] | […]
| ! | Quantity | kWh | 0 |  | 0 | 0 | 0 | 0 | 0 | 0 | 0 | 0 | 0 | 0 | 0 | 0 | 0 | 0 | 0 | 0 | 0 | 0 | 0 | [16 empty] | Quantity | […] | […] | […] | […] | […] | […] | […] | […] | […] | kWh | kWh | […] | […] | […] | […] | […] | […] | […] | […] | 1
| ! | Price without taxes and subsidies | EUR / kWh |  |  | 0 | 0 | 0 | 0 | 0 | 0 | 0 | 0 | 0 | 0 | 0 | 0 | 0 | 0 | 0 | 0 | 0 | 0 | 0 | [16 empty] | Price without taxes and subsidies | […] | […] | […] | […] | […] | […] | […] | […] | […] | kWh | kWh | […] | […] | […] | […] | […] | […] | […] | […] | 1
|  | Price with taxes and subsidies | EUR / kWh |  | 0 | 0 | 0 | 0 | 0 | 0 | 0 | 0 | 0 | 0 | 0 | 0 | 0 | 0 | 0 | 0 | 0 | 0 | 0 | 0 | 0 | 0 | 0 | 0 | 0 | 0 | 0 | 0 | 0 | 0 | 0 | 0 | 0 | 0 | 0 | 0 | Price with taxes and subsidies | […] | […] | […] | […] | […] | […] | […] | […] | […] | kWh | kWh | […] | […] | […] | […] | […] | […] | […] | […]
| ! | VAT / special taxes | EUR / kWh | [37 empty] | VAT / special taxes | […] | […] | […] | […] | […] | […] | […] | […] | […] | kWh | kWh | […] | […] | […] | […] | […] | […] | […] | […] | 20
| ! | Subsidies | EUR / kWh | [37 empty] | Subsidies | […] | […] | […] | […] | […] | […] | […] | […] | […] | kWh | kWh | […] | […] | […] | […] | […] | […] | […] | […] | 20
|  | Wood | [38 empty] | Wood | […] | […] | […] | […] | […] | […] | […] | […] | […]
| ! | Quantity | kWh | 0 |  | 0 | 0 | 0 | 0 | 0 | 0 | 0 | 0 | 0 | 0 | 0 | 0 | 0 | 0 | 0 | 0 | 0 | 0 | 0 | [16 empty] | Quantity | […] | […] | […] | […] | […] | […] | […] | […] | […] | kWh | kWh | […] | […] | […] | […] | […] | […] | […] | […] | 1
| ! | Price without taxes and subsidies | EUR / kWh |  |  | 0 | 0 | 0 | 0 | 0 | 0 | 0 | 0 | 0 | 0 | 0 | 0 | 0 | 0 | 0 | 0 | 0 | 0 | 0 | [16 empty] | Price without taxes and subsidies | […] | […] | […] | […] | […] | […] | […] | […] | […] | kWh | kWh | […] | […] | […] | […] | […] | […] | […] | […] | 1
|  | Price with taxes and subsidies | EUR / kWh |  | 0 | 0 | 0 | 0 | 0 | 0 | 0 | 0 | 0 | 0 | 0 | 0 | 0 | 0 | 0 | 0 | 0 | 0 | 0 | 0 | 0 | 0 | 0 | 0 | 0 | 0 | 0 | 0 | 0 | 0 | 0 | 0 | 0 | 0 | 0 | 0 | Price with taxes and subsidies | […] | […] | […] | […] | […] | […] | […] | […] | […] | kWh | kWh | […] | […] | […] | […] | […] | […] | […] | […]
| ! | VAT / special taxes | EUR / kWh | [37 empty] | VAT / special taxes | […] | […] | […] | […] | […] | […] | […] | […] | […] | kWh | kWh | […] | […] | […] | […] | […] | […] | […] | […] | 20
| ! | Subsidies | EUR / kWh | [37 empty] | Subsidies | […] | […] | […] | […] | […] | […] | […] | […] | […] | kWh | kWh | […] | […] | […] | […] | […] | […] | […] | […] | 20
|  | Coal | [38 empty] | Coal | […] | […] | […] | […] | […] | […] | […] | […] | […]
| ! | Quantity | kWh | 0 |  | 0 | 0 | 0 | 0 | 0 | 0 | 0 | 0 | 0 | 0 | 0 | 0 | 0 | 0 | 0 | 0 | 0 | 0 | 0 | [16 empty] | Quantity | […] | […] | […] | […] | […] | […] | […] | […] | […] | kWh | kWh | […] | […] | […] | […] | […] | […] | […] | […] | 1
| ! | Price without taxes and subsidies | EUR / kWh |  |  | 0 | 0 | 0 | 0 | 0 | 0 | 0 | 0 | 0 | 0 | 0 | 0 | 0 | 0 | 0 | 0 | 0 | 0 | 0 | [16 empty] | Price without taxes and subsidies | […] | […] | […] | […] | […] | […] | […] | […] | […] | kWh | kWh | […] | […] | […] | […] | […] | […] | […] | […] | 1
|  | Price with taxes and subsidies | EUR / kWh |  | 0 | 0 | 0 | 0 | 0 | 0 | 0 | 0 | 0 | 0 | 0 | 0 | 0 | 0 | 0 | 0 | 0 | 0 | 0 | 0 | 0 | 0 | 0 | 0 | 0 | 0 | 0 | 0 | 0 | 0 | 0 | 0 | 0 | 0 | 0 | 0 | Price with taxes and subsidies | […] | […] | […] | […] | […] | […] | […] | […] | […] | kWh | kWh | […] | […] | […] | […] | […] | […] | […] | […]
| ! | VAT / special taxes | EUR / kWh | [37 empty] | VAT / special taxes | […] | […] | […] | […] | […] | […] | […] | […] | […] | kWh | kWh | […] | […] | […] | […] | […] | […] | […] | […] | 20
| ! | Subsidies | EUR / kWh | [37 empty] | Subsidies | […] | […] | […] | […] | […] | […] | […] | […] | […] | kWh | kWh | […] | […] | […] | […] | […] | […] | […] | […] | 20
|  | Maintenance costs | Unit | Sum | 2025 | 2026 | 2027 | 2028 | 2029 | 2030 | 2031 | 2032 | 2033 | 2034 | 2035 | 2036 | 2037 | 2038 | 2039 | 2040 | 2041 | 2042 | 2043 | 2044 | [16 empty] | Maintenance costs | […] | […] | […] | […] | […] | […] | […] | […] | […]
[5 empty] | Construction | Construction | Operation | Operation | Operation | Operation | Operation | Operation | Operation | Operation | Operation | Operation | Operation | Operation | Operation | Operation | Operation | Operation | Operation | Operation
| ! | Building maintenance | EUR | 90500 |  | 500 | 5000 | 5000 | 5000 | 5000 | 5000 | 5000 | 5000 | 5000 | 5000 | 5000 | 5000 | 5000 | 5000 | 5000 | 5000 | 5000 | 5000 | 5000 | [16 empty] | Building maintenance | […] | […] | […] | […] | […] | […] | […] | […] | […] | [10 empty] | 1
| ! | Equipment maintenance | EUR | 38000 |  | 2000 | 2000 | 2000 | 2000 | 2000 | 2000 | 2000 | 2000 | 2000 | 2000 | 2000 | 2000 | 2000 | 2000 | 2000 | 2000 | 2000 | 2000 | 2000 | [16 empty] | Equipment maintenance | […] | […] | […] | […] | […] | […] | […] | […] | […] | [10 empty] | 1
| ! | Insurance | EUR | 38000 |  | 2000 | 2000 | 2000 | 2000 | 2000 | 2000 | 2000 | 2000 | 2000 | 2000 | 2000 | 2000 | 2000 | 2000 | 2000 | 2000 | 2000 | 2000 | 2000 | [16 empty] | Insurance | […] | […] | […] | […] | […] | […] | […] | […] | […] | [10 empty] | 1
| ! | Licence fees | EUR | 0 | [36 empty] | Licence fees | […] | […] | […] | […] | […] | […] | […] | […] | […] | [10 empty] | 20
| ! | Other | EUR | 0 | [36 empty] | Other | […] | […] | […] | […] | […] | […] | […] | […] | […] | [10 empty] | 20
|  | Total cost | EUR | 166500 | 0 | 4500 | 9000 | 9000 | 9000 | 9000 | 9000 | 9000 | 9000 | 9000 | 9000 | 9000 | 9000 | 9000 | 9000 | 9000 | 9000 | 9000 | 9000 | 9000 | 0 | 0 | 0 | 0 | 0 | 0 | 0 | 0 | 0 | 0 | 0 | 0 | 0 | 0 | 0 | 0 | Total cost | […] | […] | […] | […] | […] | […] | […] | […] | […]
| ! | VAT expense | EUR | 38295 |  | 1035 | 2070 | 2070 | 2070 | 2070 | 2070 | 2070 | 2070 | 2070 | 2070 | 2070 | 2070 | 2070 | 2070 | 2070 | 2070 | 2070 | 2070 | 2070 | [16 empty] | VAT expense | […] | […] | […] | […] | […] | […] | […] | […] | […] | [10 empty] | 1
|  | Total cost incl. VAT | EUR | 204795 | 0 | 5535 | 11070 | 11070 | 11070 | 11070 | 11070 | 11070 | 11070 | 11070 | 11070 | 11070 | 11070 | 11070 | 11070 | 11070 | 11070 | 11070 | 11070 | 11070 | 0 | 0 | 0 | 0 | 0 | 0 | 0 | 0 | 0 | 0 | 0 | 0 | 0 | 0 | 0 | 0 | Total cost incl. VAT | […] | […] | […] | […] | […] | […] | […] | […] | […]
|  | External sub-contracting | Unit | Sum | 2025 | 2026 | 2027 | 2028 | 2029 | 2030 | 2031 | 2032 | 2033 | 2034 | 2035 | 2036 | 2037 | 2038 | 2039 | 2040 | 2041 | 2042 | 2043 | 2044 | [16 empty] | External sub-contracting | […] | […] | […] | […] | […] | […] | […] | […] | […]
[5 empty] | Construction | Construction | Operation | Operation | Operation | Operation | Operation | Operation | Operation | Operation | Operation | Operation | Operation | Operation | Operation | Operation | Operation | Operation | Operation | Operation
| ! | […] | EUR | 0 | [56 empty] | 20
| ! | […] | EUR | 0 | [56 empty] | 20
| ! | […] | EUR | 0 | [56 empty] | 20
| ! | […] | EUR | 0 | [56 empty] | 20
| ! | […] | EUR | 0 | [56 empty] | 20
|  | Total cost | EUR | 0 | 0 | 0 | 0 | 0 | 0 | 0 | 0 | 0 | 0 | 0 | 0 | 0 | 0 | 0 | 0 | 0 | 0 | 0 | 0 | 0 | 0 | 0 | 0 | 0 | 0 | 0 | 0 | 0 | 0 | 0 | 0 | 0 | 0 | 0 | 0 | 0 | Total cost | […] | […] | […] | […] | […] | […] | […] | […] | […]
| ! | VAT expense | EUR | 0 | [36 empty] | VAT expense | […] | […] | […] | […] | […] | […] | […] | […] | […] | [10 empty] | 20
|  | Total cost incl. VAT | EUR | 0 | 0 | 0 | 0 | 0 | 0 | 0 | 0 | 0 | 0 | 0 | 0 | 0 | 0 | 0 | 0 | 0 | 0 | 0 | 0 | 0 | 0 | 0 | 0 | 0 | 0 | 0 | 0 | 0 | 0 | 0 | 0 | 0 | 0 | 0 | 0 | 0 | Total cost incl. VAT | […] | […] | […] | […] | […] | […] | […] | […] | […]
|  | Other | Unit | Sum | 2025 | 2026 | 2027 | 2028 | 2029 | 2030 | 2031 | 2032 | 2033 | 2034 | 2035 | 2036 | 2037 | 2038 | 2039 | 2040 | 2041 | 2042 | 2043 | 2044 | [16 empty] | Other | […] | […] | […] | […] | […] | […] | […] | […] | […]
[5 empty] | Construction | Construction | Operation | Operation | Operation | Operation | Operation | Operation | Operation | Operation | Operation | Operation | Operation | Operation | Operation | Operation | Operation | Operation | Operation | Operation
| ! | […] | EUR | 0 | [56 empty] | 20
| ! | […] | EUR | 0 | [56 empty] | 20
| ! | […] | EUR | 0 | [56 empty] | 20
| ! | […] | EUR | 0 | [56 empty] | 20
| ! | […] | EUR | 0 | [56 empty] | 20
|  | Total cost | EUR | 0 | 0 | 0 | 0 | 0 | 0 | 0 | 0 | 0 | 0 | 0 | 0 | 0 | 0 | 0 | 0 | 0 | 0 | 0 | 0 | 0 | 0 | 0 | 0 | 0 | 0 | 0 | 0 | 0 | 0 | 0 | 0 | 0 | 0 | 0 | 0 | 0 | Total cost | […] | […] | […] | […] | […] | […] | […] | […] | […]
| ! | VAT expense | EUR | 0 | [36 empty] | VAT expense | […] | […] | […] | […] | […] | […] | […] | […] | […] | [10 empty] | 20
|  | Total cost incl. VAT | EUR | 0 | 0 | 0 | 0 | 0 | 0 | 0 | 0 | 0 | 0 | 0 | 0 | 0 | 0 | 0 | 0 | 0 | 0 | 0 | 0 | 0 | 0 | 0 | 0 | 0 | 0 | 0 | 0 | 0 | 0 | 0 | 0 | 0 | 0 | 0 | 0 | 0 | Total cost incl. VAT | […] | […] | […] | […] | […] | […] | […] | […] | […]
Operating costs - costs after energy renovation | [40 empty] | Operating costs - costs after energy renovation | […] | […] | […] | […] | […] | […] | […] | […] | […]
|  | Energy consumption - by energy carrier | Unit | Sum | 2025 | 2026 | 2027 | 2028 | 2029 | 2030 | 2031 | 2032 | 2033 | 2034 | 2035 | 2036 | 2037 | 2038 | 2039 | 2040 | 2041 | 2042 | 2043 | 2044 | [16 empty] | Energy consumption - by energy carrier | […] | […] | […] | […] | […] | […] | […] | […] | […]
[5 empty] | Construction | Construction | Operation | Operation | Operation | Operation | Operation | Operation | Operation | Operation | Operation | Operation | Operation | Operation | Operation | Operation | Operation | Operation | Operation | Operation
|  | Electricity | [38 empty] | Electricity | […] | […] | […] | […] | […] | […] | […] | […] | […]
| ! | Quantity | kWh | 1886615.64 |  | 99295.56 | 99295.56 | 99295.56 | 99295.56 | 99295.56 | 99295.56 | 99295.56 | 99295.56 | 99295.56 | 99295.56 | 99295.56 | 99295.56 | 99295.56 | 99295.56 | 99295.56 | 99295.56 | 99295.56 | 99295.56 | 99295.56 | [16 empty] | Quantity | […] | […] | […] | […] | […] | […] | […] | […] | […] | kWh | kWh | […] | […] | […] | […] | […] | […] | […] | […] | 1
| ! | Price without taxes and subsidies | EUR / kWh |  |  | 0.13949 | 0.13949 | 0.13949 | 0.13949 | 0.13949 | 0.13949 | 0.13949 | 0.13949 | 0.13949 | 0.13949 | 0.13949 | 0.13949 | 0.13949 | 0.13949 | 0.13949 | 0.13949 | 0.13949 | 0.13949 | 0.13949 | [16 empty] | Price without taxes and subsidies | […] | […] | […] | […] | […] | […] | […] | […] | […] | kWh | kWh | […] | […] | […] | […] | […] | […] | […] | […] | 1
|  | Price with taxes and subsidies | EUR / kWh |  | 0 | 0.15949 | 0.15949 | 0.15949 | 0.15949 | 0.15949 | 0.15949 | 0.15949 | 0.15949 | 0.15949 | 0.15949 | 0.15949 | 0.15949 | 0.15949 | 0.15949 | 0.15949 | 0.15949 | 0.15949 | 0.15949 | 0.15949 | 0 | 0 | 0 | 0 | 0 | 0 | 0 | 0 | 0 | 0 | 0 | 0 | 0 | 0 | 0 | 0 | Price with taxes and subsidies | […] | […] | […] | […] | […] | […] | […] | […] | […] | kWh | kWh | […] | […] | […] | […] | […] | […] | […] | […]
| ! | VAT / special taxes | EUR / kWh |  |  | 0.02 | 0.02 | 0.02 | 0.02 | 0.02 | 0.02 | 0.02 | 0.02 | 0.02 | 0.02 | 0.02 | 0.02 | 0.02 | 0.02 | 0.02 | 0.02 | 0.02 | 0.02 | 0.02 | [16 empty] | VAT / special taxes | […] | […] | […] | […] | […] | […] | […] | […] | […] | kWh | kWh | […] | […] | […] | […] | […] | […] | […] | […] | 1
| ! | Subsidies | EUR / kWh | [37 empty] | Subsidies | […] | […] | […] | […] | […] | […] | […] | […] | […] | kWh | kWh | […] | […] | […] | […] | […] | […] | […] | […] | 20
|  | Gas | [38 empty] | Gas | […] | […] | […] | […] | […] | […] | […] | […] | […]
| ! | Quantity | kWh | 985188.19 |  | 51852.01 | 51852.01 | 51852.01 | 51852.01 | 51852.01 | 51852.01 | 51852.01 | 51852.01 | 51852.01 | 51852.01 | 51852.01 | 51852.01 | 51852.01 | 51852.01 | 51852.01 | 51852.01 | 51852.01 | 51852.01 | 51852.01 | [16 empty] | Quantity | […] | […] | […] | […] | […] | […] | […] | […] | […] | kWh | kWh | […] | […] | […] | […] | […] | […] | […] | […] | 1
| ! | Price without taxes and subsidies | EUR / kWh |  |  | 0.037631 | 0.037631 | 0.037631 | 0.037631 | 0.037631 | 0.037631 | 0.037631 | 0.037631 | 0.037631 | 0.037631 | 0.037631 | 0.037631 | 0.037631 | 0.037631 | 0.037631 | 0.037631 | 0.037631 | 0.037631 | 0.037631 | [16 empty] | Price without taxes and subsidies | […] | […] | […] | […] | […] | […] | […] | […] | […] | kWh | kWh | […] | […] | […] | […] | […] | […] | […] | […] | 1
|  | Price with taxes and subsidies | EUR / kWh |  | 0 | 0.046287 | 0.046287 | 0.046287 | 0.046287 | 0.046287 | 0.046287 | 0.046287 | 0.046287 | 0.046287 | 0.046287 | 0.046287 | 0.046287 | 0.046287 | 0.046287 | 0.046287 | 0.046287 | 0.046287 | 0.046287 | 0.046287 | 0 | 0 | 0 | 0 | 0 | 0 | 0 | 0 | 0 | 0 | 0 | 0 | 0 | 0 | 0 | 0 | Price with taxes and subsidies | […] | […] | […] | […] | […] | […] | […] | […] | […] | kWh | kWh | […] | […] | […] | […] | […] | […] | […] | […]
| ! | VAT / special taxes | EUR / kWh |  |  | 0.0086552 | 0.0086552 | 0.0086552 | 0.0086552 | 0.0086552 | 0.0086552 | 0.0086552 | 0.0086552 | 0.0086552 | 0.0086552 | 0.0086552 | 0.0086552 | 0.0086552 | 0.0086552 | 0.0086552 | 0.0086552 | 0.0086552 | 0.0086552 | 0.0086552 | [16 empty] | VAT / special taxes | […] | […] | […] | […] | […] | […] | […] | […] | […] | kWh | kWh | […] | […] | […] | […] | […] | […] | […] | […] | 1
| ! | Subsidies | EUR / kWh | [37 empty] | Subsidies | […] | […] | […] | […] | […] | […] | […] | […] | […] | kWh | kWh | […] | […] | […] | […] | […] | […] | […] | […] | 20
|  | Fuel oil | [38 empty] | Fuel oil | […] | […] | […] | […] | […] | […] | […] | […] | […]
| ! | Quantity | kWh | 0 |  | 0 | 0 | 0 | 0 | 0 | 0 | 0 | 0 | 0 | 0 | 0 | 0 | 0 | 0 | 0 | 0 | 0 | 0 | 0 | 0 | [15 empty] | Quantity | […] | […] | […] | […] | […] | […] | […] | […] | […] | kWh | kWh | […] | […] | […] | […] | […] | […] | […] | […] | 1
| ! | Price without taxes and subsidies | EUR / kWh |  |  | 0 | 0 | 0 | 0 | 0 | 0 | 0 | 0 | 0 | 0 | 0 | 0 | 0 | 0 | 0 | 0 | 0 | 0 | 0 | 0 | [15 empty] | Price without taxes and subsidies | […] | […] | […] | […] | […] | […] | […] | […] | […] | kWh | kWh | […] | […] | […] | […] | […] | […] | […] | […] | 1
|  | Price with taxes and subsidies | EUR / kWh |  | 0 | 0 | 0 | 0 | 0 | 0 | 0 | 0 | 0 | 0 | 0 | 0 | 0 | 0 | 0 | 0 | 0 | 0 | 0 | 0 | 0 | 0 | 0 | 0 | 0 | 0 | 0 | 0 | 0 | 0 | 0 | 0 | 0 | 0 | 0 | 0 | Price with taxes and subsidies | […] | […] | […] | […] | […] | […] | […] | […] | […] | kWh | kWh | […] | […] | […] | […] | […] | […] | […] | […]
| ! | VAT / special taxes | EUR / kWh | [37 empty] | VAT / special taxes | […] | […] | […] | […] | […] | […] | […] | […] | […] | kWh | kWh | […] | […] | […] | […] | […] | […] | […] | […] | 20
| ! | Subsidies | EUR / kWh | [37 empty] | Subsidies | […] | […] | […] | […] | […] | […] | […] | […] | […] | kWh | kWh | […] | […] | […] | […] | […] | […] | […] | […] | 20
|  | LPG | [38 empty] | LPG | […] | […] | […] | […] | […] | […] | […] | […] | […]
| ! | Quantity | kWh | 0 |  | 0 | 0 | 0 | 0 | 0 | 0 | 0 | 0 | 0 | 0 | 0 | 0 | 0 | 0 | 0 | 0 | 0 | 0 | 0 | 0 | [15 empty] | Quantity | […] | […] | […] | […] | […] | […] | […] | […] | […] | kWh | kWh | […] | […] | […] | […] | […] | […] | […] | […] | 1
| ! | Price without taxes and subsidies | EUR / kWh |  |  | 0 | 0 | 0 | 0 | 0 | 0 | 0 | 0 | 0 | 0 | 0 | 0 | 0 | 0 | 0 | 0 | 0 | 0 | 0 | 0 | [15 empty] | Price without taxes and subsidies | […] | […] | […] | […] | […] | […] | […] | […] | […] | kWh | kWh | […] | […] | […] | […] | […] | […] | […] | […] | 1
|  | Price with taxes and subsidies | EUR / kWh |  | 0 | 0 | 0 | 0 | 0 | 0 | 0 | 0 | 0 | 0 | 0 | 0 | 0 | 0 | 0 | 0 | 0 | 0 | 0 | 0 | 0 | 0 | 0 | 0 | 0 | 0 | 0 | 0 | 0 | 0 | 0 | 0 | 0 | 0 | 0 | 0 | Price with taxes and subsidies | […] | […] | […] | […] | […] | […] | […] | […] | […] | kWh | kWh | […] | […] | […] | […] | […] | […] | […] | […]
| ! | VAT / special taxes | EUR / kWh | [37 empty] | VAT / special taxes | […] | […] | […] | […] | […] | […] | […] | […] | […] | kWh | kWh | […] | […] | […] | […] | […] | […] | […] | […] | 20
| ! | Subsidies | EUR / kWh | [37 empty] | Subsidies | […] | […] | […] | […] | […] | […] | […] | […] | […] | kWh | kWh | […] | […] | […] | […] | […] | […] | […] | […] | 20
|  | District heating system | [38 empty] | District heating system | […] | […] | […] | […] | […] | […] | […] | […] | […]
| ! | Quantity | kWh | 0 |  | 0 | 0 | 0 | 0 | 0 | 0 | 0 | 0 | 0 | 0 | 0 | 0 | 0 | 0 | 0 | 0 | 0 | 0 | 0 | 0 | [15 empty] | Quantity | […] | […] | […] | […] | […] | […] | […] | […] | […] | kWh | kWh | […] | […] | […] | […] | […] | […] | […] | […] | 1
| ! | Price without taxes and subsidies | EUR / kWh |  |  | 0 | 0 | 0 | 0 | 0 | 0 | 0 | 0 | 0 | 0 | 0 | 0 | 0 | 0 | 0 | 0 | 0 | 0 | 0 | 0 | [15 empty] | Price without taxes and subsidies | […] | […] | […] | […] | […] | […] | […] | […] | […] | kWh | kWh | […] | […] | […] | […] | […] | […] | […] | […] | 1
|  | Price with taxes and subsidies | EUR / kWh |  | 0 | 0 | 0 | 0 | 0 | 0 | 0 | 0 | 0 | 0 | 0 | 0 | 0 | 0 | 0 | 0 | 0 | 0 | 0 | 0 | 0 | 0 | 0 | 0 | 0 | 0 | 0 | 0 | 0 | 0 | 0 | 0 | 0 | 0 | 0 | 0 | Price with taxes and subsidies | […] | […] | […] | […] | […] | […] | […] | […] | […] | kWh | kWh | […] | […] | […] | […] | […] | […] | […] | […]
| ! | VAT / special taxes | EUR / kWh | [37 empty] | VAT / special taxes | […] | […] | […] | […] | […] | […] | […] | […] | […] | kWh | kWh | […] | […] | […] | […] | […] | […] | […] | […] | 20
| ! | Subsidies | EUR / kWh | [37 empty] | Subsidies | […] | […] | […] | […] | […] | […] | […] | […] | […] | kWh | kWh | […] | […] | […] | […] | […] | […] | […] | […] | 20
|  | Wood | [38 empty] | Wood | […] | […] | […] | […] | […] | […] | […] | […] | […]
| ! | Quantity | kWh | 0 |  | 0 | 0 | 0 | 0 | 0 | 0 | 0 | 0 | 0 | 0 | 0 | 0 | 0 | 0 | 0 | 0 | 0 | 0 | 0 | 0 | [15 empty] | Quantity | […] | […] | […] | […] | […] | […] | […] | […] | […] | kWh | kWh | […] | […] | […] | […] | […] | […] | […] | […] | 1
| ! | Price without taxes and subsidies | EUR / kWh |  |  | 0 | 0 | 0 | 0 | 0 | 0 | 0 | 0 | 0 | 0 | 0 | 0 | 0 | 0 | 0 | 0 | 0 | 0 | 0 | 0 | [15 empty] | Price without taxes and subsidies | […] | […] | […] | […] | […] | […] | […] | […] | […] | kWh | kWh | […] | […] | […] | […] | […] | […] | […] | […] | 1
|  | Price with taxes and subsidies | EUR / kWh |  | 0 | 0 | 0 | 0 | 0 | 0 | 0 | 0 | 0 | 0 | 0 | 0 | 0 | 0 | 0 | 0 | 0 | 0 | 0 | 0 | 0 | 0 | 0 | 0 | 0 | 0 | 0 | 0 | 0 | 0 | 0 | 0 | 0 | 0 | 0 | 0 | Price with taxes and subsidies | […] | […] | […] | […] | […] | […] | […] | […] | […] | kWh | kWh | […] | […] | […] | […] | […] | […] | […] | […]
| ! | VAT / special taxes | EUR / kWh | [37 empty] | VAT / special taxes | […] | […] | […] | […] | […] | […] | […] | […] | […] | kWh | kWh | […] | […] | […] | […] | […] | […] | […] | […] | 20
| ! | Subsidies | EUR / kWh | [37 empty] | Subsidies | […] | […] | […] | […] | […] | […] | […] | […] | […] | kWh | kWh | […] | […] | […] | […] | […] | […] | […] | […] | 20
|  | Coal | [38 empty] | Coal | […] | […] | […] | […] | […] | […] | […] | […] | […]
| ! | Quantity | kWh | 0 |  | 0 | 0 | 0 | 0 | 0 | 0 | 0 | 0 | 0 | 0 | 0 | 0 | 0 | 0 | 0 | 0 | 0 | 0 | 0 | 0 | [15 empty] | Quantity | […] | […] | […] | […] | […] | […] | […] | […] | […] | kWh | kWh | […] | […] | […] | […] | […] | […] | […] | […] | 1
| ! | Price without taxes and subsidies | EUR / kWh |  |  | 0 | 0 | 0 | 0 | 0 | 0 | 0 | 0 | 0 | 0 | 0 | 0 | 0 | 0 | 0 | 0 | 0 | 0 | 0 | 0 | [15 empty] | Price without taxes and subsidies | […] | […] | […] | […] | […] | […] | […] | […] | […] | kWh | kWh | […] | […] | […] | […] | […] | […] | […] | […] | 1
|  | Price with taxes and subsidies | EUR / kWh |  | 0 | 0 | 0 | 0 | 0 | 0 | 0 | 0 | 0 | 0 | 0 | 0 | 0 | 0 | 0 | 0 | 0 | 0 | 0 | 0 | 0 | 0 | 0 | 0 | 0 | 0 | 0 | 0 | 0 | 0 | 0 | 0 | 0 | 0 | 0 | 0 | Price with taxes and subsidies | […] | […] | […] | […] | […] | […] | […] | […] | […] | kWh | kWh | […] | […] | […] | […] | […] | […] | […] | […]
| ! | VAT / special taxes | EUR / kWh | [37 empty] | VAT / special taxes | […] | […] | […] | […] | […] | […] | […] | […] | […] | kWh | kWh | […] | […] | […] | […] | […] | […] | […] | […] | 20
| ! | Subsidies | EUR / kWh | [37 empty] | Subsidies | […] | […] | […] | […] | […] | […] | […] | […] | […] | kWh | kWh | […] | […] | […] | […] | […] | […] | […] | […] | 20
|  | Maintenance costs | Unit | Sum | 2025 | 2026 | 2027 | 2028 | 2029 | 2030 | 2031 | 2032 | 2033 | 2034 | 2035 | 2036 | 2037 | 2038 | 2039 | 2040 | 2041 | 2042 | 2043 | 2044 | [16 empty] | Maintenance costs | […] | […] | […] | […] | […] | […] | […] | […] | […]
[5 empty] | Construction | Construction | Operation | Operation | Operation | Operation | Operation | Operation | Operation | Operation | Operation | Operation | Operation | Operation | Operation | Operation | Operation | Operation | Operation | Operation
| ! | Building maintenance | EUR | 3800 |  | 200 | 200 | 200 | 200 | 200 | 200 | 200 | 200 | 200 | 200 | 200 | 200 | 200 | 200 | 200 | 200 | 200 | 200 | 200 | [16 empty] | Building maintenance | […] | […] | […] | […] | […] | […] | […] | […] | […] | [10 empty] | 1
| ! | Equipment maintenance | EUR | 9500 |  | 500 | 500 | 500 | 500 | 500 | 500 | 500 | 500 | 500 | 500 | 500 | 500 | 500 | 500 | 500 | 500 | 500 | 500 | 500 | [16 empty] | Equipment maintenance | […] | […] | […] | […] | […] | […] | […] | […] | […] | [10 empty] | 1
| ! | Insurance | EUR | 57000 |  | 3000 | 3000 | 3000 | 3000 | 3000 | 3000 | 3000 | 3000 | 3000 | 3000 | 3000 | 3000 | 3000 | 3000 | 3000 | 3000 | 3000 | 3000 | 3000 | [16 empty] | Insurance | […] | […] | […] | […] | […] | […] | […] | […] | […] | [10 empty] | 1
| ! | Licence fees | EUR | 0 | [36 empty] | Licence fees | […] | […] | […] | […] | […] | […] | […] | […] | […] | [10 empty] | 20
| ! | Other | EUR | 0 | [36 empty] | Other | […] | […] | […] | […] | […] | […] | […] | […] | […] | [10 empty] | 20
|  | Total cost | EUR | 70300 | 0 | 3700 | 3700 | 3700 | 3700 | 3700 | 3700 | 3700 | 3700 | 3700 | 3700 | 3700 | 3700 | 3700 | 3700 | 3700 | 3700 | 3700 | 3700 | 3700 | 0 | 0 | 0 | 0 | 0 | 0 | 0 | 0 | 0 | 0 | 0 | 0 | 0 | 0 | 0 | 0 | Total cost | […] | […] | […] | […] | […] | […] | […] | […] | […]
| ! | VAT expense | EUR | 16169 |  | 851 | 851 | 851 | 851 | 851 | 851 | 851 | 851 | 851 | 851 | 851 | 851 | 851 | 851 | 851 | 851 | 851 | 851 | 851 | [16 empty] | VAT expense | […] | […] | […] | […] | […] | […] | […] | […] | […] | [10 empty] | 1
|  | Total cost incl. VAT | EUR | 86469 | 0 | 4551 | 4551 | 4551 | 4551 | 4551 | 4551 | 4551 | 4551 | 4551 | 4551 | 4551 | 4551 | 4551 | 4551 | 4551 | 4551 | 4551 | 4551 | 4551 | 0 | 0 | 0 | 0 | 0 | 0 | 0 | 0 | 0 | 0 | 0 | 0 | 0 | 0 | 0 | 0 | Total cost incl. VAT | […] | […] | […] | […] | […] | […] | […] | […] | […]
|  | External sub-contracting | Unit | Sum | 2025 | 2026 | 2027 | 2028 | 2029 | 2030 | 2031 | 2032 | 2033 | 2034 | 2035 | 2036 | 2037 | 2038 | 2039 | 2040 | 2041 | 2042 | 2043 | 2044 | [16 empty] | External sub-contracting | […] | […] | […] | […] | […] | […] | […] | […] | […]
[5 empty] | Construction | Construction | Operation | Operation | Operation | Operation | Operation | Operation | Operation | Operation | Operation | Operation | Operation | Operation | Operation | Operation | Operation | Operation | Operation | Operation
| ! | […] | EUR | 0 | [56 empty] | 20
| ! | […] | EUR | 0 | [56 empty] | 20
| ! | […] | EUR | 0 | [56 empty] | 20
| ! | […] | EUR | 0 | [56 empty] | 20
| ! | […] | EUR | 0 | [56 empty] | 20
|  | Total cost | EUR | 0 | 0 | 0 | 0 | 0 | 0 | 0 | 0 | 0 | 0 | 0 | 0 | 0 | 0 | 0 | 0 | 0 | 0 | 0 | 0 | 0 | 0 | 0 | 0 | 0 | 0 | 0 | 0 | 0 | 0 | 0 | 0 | 0 | 0 | 0 | 0 | 0 | Total cost | […] | […] | […] | […] | […] | […] | […] | […] | […]
| ! | VAT expense | EUR | 0 | [36 empty] | VAT expense | […] | […] | […] | […] | […] | […] | […] | […] | […] | [10 empty] | 20
|  | Total cost incl. VAT | EUR | 0 | 0 | 0 | 0 | 0 | 0 | 0 | 0 | 0 | 0 | 0 | 0 | 0 | 0 | 0 | 0 | 0 | 0 | 0 | 0 | 0 | 0 | 0 | 0 | 0 | 0 | 0 | 0 | 0 | 0 | 0 | 0 | 0 | 0 | 0 | 0 | 0 | Total cost incl. VAT | […] | […] | […] | […] | […] | […] | […] | […] | […]
|  | Other | Unit | Sum | 2025 | 2026 | 2027 | 2028 | 2029 | 2030 | 2031 | 2032 | 2033 | 2034 | 2035 | 2036 | 2037 | 2038 | 2039 | 2040 | 2041 | 2042 | 2043 | 2044 | [16 empty] | Other | […] | […] | […] | […] | […] | […] | […] | […] | […]
[5 empty] | Construction | Construction | Operation | Operation | Operation | Operation | Operation | Operation | Operation | Operation | Operation | Operation | Operation | Operation | Operation | Operation | Operation | Operation | Operation | Operation
| ! | […] | EUR | 0 | [56 empty] | 20
| ! | […] | EUR | 0 | [56 empty] | 20
| ! | […] | EUR | 0 | [56 empty] | 20
| ! | […] | EUR | 0 | [56 empty] | 20
| ! | […] | EUR | 0 | [56 empty] | 20
|  | Total cost | EUR | 0 | 0 | 0 | 0 | 0 | 0 | 0 | 0 | 0 | 0 | 0 | 0 | 0 | 0 | 0 | 0 | 0 | 0 | 0 | 0 | 0 | 0 | 0 | 0 | 0 | 0 | 0 | 0 | 0 | 0 | 0 | 0 | 0 | 0 | 0 | 0 | 0 | Total cost | […] | […] | […] | […] | […] | […] | […] | […] | […]
| ! | VAT expense | EUR | 0 | [36 empty] | VAT expense | […] | […] | […] | […] | […] | […] | […] | […] | […] | [10 empty] | 20
|  | Total cost incl. VAT | EUR | 0 | 0 | 0 | 0 | 0 | 0 | 0 | 0 | 0 | 0 | 0 | 0 | 0 | 0 | 0 | 0 | 0 | 0 | 0 | 0 | 0 | 0 | 0 | 0 | 0 | 0 | 0 | 0 | 0 | 0 | 0 | 0 | 0 | 0 | 0 | 0 | 0 | Total cost incl. VAT | […] | […] | […] | […] | […] | […] | […] | […] | […]
Income tax | [40 empty] | Income tax | […] | […] | […] | […] | […] | […] | […] | […] | […]
|  | Income tax | Unit | Sum | 2025 | 2026 | 2027 | 2028 | 2029 | 2030 | 2031 | 2032 | 2033 | 2034 | 2035 | 2036 | 2037 | 2038 | 2039 | 2040 | 2041 | 2042 | 2043 | 2044 | [16 empty] | Income tax | […] | […] | […] | […] | […] | […] | […] | […] | […]
[5 empty] | Construction | Construction | Operation | Operation | Operation | Operation | Operation | Operation | Operation | Operation | Operation | Operation | Operation | Operation | Operation | Operation | Operation | Operation | Operation | Operation
| ! | Income tax | EUR | 0 | [36 empty] | Income tax | […] | […] | […] | […] | […] | […] | […] | […] | […] | [10 empty] | 20

## Fin
FINANCING | [24 empty] | Check
Name of the project beneficiary: Company ABC
Name of the investment project: Project XYZ |  |  |  |  | Language | [9 empty] | Units
All input cells should be filled in with assumptions |  |  |  |  | English | Polish | […] | […] | […] | […] | […] | […] | […] | […] | English | Polish | […] | […] | […] | […] | […] | […] | […] | […]
Financial and preparatory costs of potential finacing models |  |  |  |  | Financial and preparatory costs of potential finacing models | […] | […] | […] | […] | […] | […] | […] | […] | […]
|  | Own funds | Unit |  | Own funds | […] | […] | […] | […] | […] | […] | […] | […] | […]
|  | Preparation costs related to the type of financing | EUR | 0 | Preparation costs related to the type of financing | […] | […] | […] | […] | […] | […] | […] | […] | […]
| ! | Investment plan with socioeconomic assessment | EUR |  | Investment plan with socioeconomic assessment | […] | […] | […] | […] | […] | […] | […] | […] | […] | [10 empty] | 1
| ! | Other costs | EUR |  | Other costs | […] | […] | […] | […] | […] | […] | […] | […] | […] | [10 empty] | 1
|  | Financing conditions |  |  | Financing conditions | […] | […] | […] | […] | […] | […] | […] | […] | […]
|  | Own funds |  |  | Own funds | […] | […] | […] | […] | […] | […] | […] | […] | […]
|  | Entity granting a financing | text | Private | Entity granting a financing | […] | […] | […] | […] | […] | […] | […] | […] | […] | text | tekst | […] | […] | […] | […] | […] | […] | […] | […] | 0
|  | Own funds + Grant | Unit |  | Own funds + Grant | […] | […] | […] | […] | […] | […] | […] | […] | […]
|  | Preparation costs related to the type of financing | EUR | 20000 | Preparation costs related to the type of financing | […] | […] | […] | […] | […] | […] | […] | […] | […]
|  | Project management and reporting | EUR | 10000 | Project management and reporting | […] | […] | […] | […] | […] | […] | […] | […] | […] | [10 empty] | 0
| ! | Investment plan with socioeconomic assessment | EUR |  | Investment plan with socioeconomic assessment | […] | […] | […] | […] | […] | […] | […] | […] | […] | [10 empty] | 1
|  | Other costs | EUR | 10000 | Other costs | […] | […] | […] | […] | […] | […] | […] | […] | […] | [10 empty] | 0
|  | Financing conditions |  |  | Financing conditions | […] | […] | […] | […] | […] | […] | […] | […] | […]
|  | Own funds |  |  | Own funds | […] | […] | […] | […] | […] | […] | […] | […] | […]
|  | Entity granting a financing | text | Private | Entity granting a financing | […] | […] | […] | […] | […] | […] | […] | […] | […] | text | tekst | […] | […] | […] | […] | […] | […] | […] | […] | 0
|  | Grant |  |  | Grant | […] | […] | […] | […] | […] | […] | […] | […] | […]
|  | Entity granting a financing | text | Public | Entity granting a financing | […] | […] | […] | […] | […] | […] | […] | […] | […] | text | tekst | […] | […] | […] | […] | […] | […] | […] | […] | 0
|  | Is public investment financed with EU funds? | text | Yes | Is public investment financed with EU funds? | […] | […] | […] | […] | […] | […] | […] | […] | […] | text | tekst | […] | […] | […] | […] | […] | […] | […] | […] | 0
|  | Co-financing rate of eligible project costs | % | 30% | Co-financing rate of eligible project costs | […] | […] | […] | […] | […] | […] | […] | […] | […] | % | % | […] | […] | […] | […] | […] | […] | […] | […] | 0
|  | Standard loan | Unit |  | Standard loan | […] | […] | […] | […] | […] | […] | […] | […] | […]
|  | Preparation costs related to the type of financing | EUR | 0 | Preparation costs related to the type of financing | […] | […] | […] | […] | […] | […] | […] | […] | […]
| ! | Investment plan | EUR |  | Investment plan | […] | […] | […] | […] | […] | […] | […] | […] | […] | [10 empty] | 1
| ! | Other costs | EUR |  | Other costs | […] | […] | […] | […] | […] | […] | […] | […] | […] | [10 empty] | 1
|  | Financing conditions |  |  | Financing conditions | […] | […] | […] | […] | […] | […] | […] | […] | […]
|  | Standard loan |  |  | Standard loan | […] | […] | […] | […] | […] | […] | […] | […] | […]
|  | Entity granting a financing | text | Private | Entity granting a financing | […] | […] | […] | […] | […] | […] | […] | […] | […] | text | tekst | […] | […] | […] | […] | […] | […] | […] | […] | 0
|  | Is public investment financed with EU funds? | text | n/d | Is public investment financed with EU funds? | […] | […] | […] | […] | […] | […] | […] | […] | […] | text | tekst | […] | […] | […] | […] | […] | […] | […] | […] | 0
|  | Interest rate per annum | % | 5% | Interest rate per annum | […] | […] | […] | […] | […] | […] | […] | […] | […] | % | % | […] | […] | […] | […] | […] | […] | […] | […] | 0
|  | Tenor | years | 10 | Tenor | […] | […] | […] | […] | […] | […] | […] | […] | […] | years | lata | […] | […] | […] | […] | […] | […] | […] | […] | 0
|  | Standard loan + Grant | Unit |  | Standard loan + Grant | […] | […] | […] | […] | […] | […] | […] | […] | […]
|  | Preparation costs related to the type of financing | EUR | 0 | Preparation costs related to the type of financing | […] | […] | […] | […] | […] | […] | […] | […] | […]
| ! | Investment plan | EUR |  | Investment plan | […] | […] | […] | […] | […] | […] | […] | […] | […] | [10 empty] | 1
| ! | Project management and reporting | EUR |  | Project management and reporting | […] | […] | […] | […] | […] | […] | […] | […] | […] | [10 empty] | 1
| ! | Other costs | EUR |  | Other costs | […] | […] | […] | […] | […] | […] | […] | […] | […] | [10 empty] | 1
|  | Financing conditions |  |  | Financing conditions | […] | […] | […] | […] | […] | […] | […] | […] | […]
|  | Standard loan |  |  | Standard loan | […] | […] | […] | […] | […] | […] | […] | […] | […]
|  | Entity granting a financing | text | Private | Entity granting a financing | […] | […] | […] | […] | […] | […] | […] | […] | […] | text | tekst | […] | […] | […] | […] | […] | […] | […] | […] | 0
|  | Is public investment financed with EU funds? | text | n/d | Is public investment financed with EU funds? | […] | […] | […] | […] | […] | […] | […] | […] | […] | text | tekst | […] | […] | […] | […] | […] | […] | […] | […] | 0
|  | Interest rate per annum | % | 5% | Interest rate per annum | […] | […] | […] | […] | […] | […] | […] | […] | […] | % | % | […] | […] | […] | […] | […] | […] | […] | […] | 0
|  | Tenor | years | 15 | Tenor | […] | […] | […] | […] | […] | […] | […] | […] | […] | years | lata | […] | […] | […] | […] | […] | […] | […] | […] | 0
|  | Grant |  |  | Grant | […] | […] | […] | […] | […] | […] | […] | […] | […]
|  | Entity granting a financing | text | Public | Entity granting a financing | […] | […] | […] | […] | […] | […] | […] | […] | […] | text | tekst | […] | […] | […] | […] | […] | […] | […] | […] | 0
|  | Is public investment financed with EU funds? | text | Yes | Is public investment financed with EU funds? | […] | […] | […] | […] | […] | […] | […] | […] | […] | text | tekst | […] | […] | […] | […] | […] | […] | […] | […] | 0
|  | Co-financing rate of eligible project costs | % | 50% | Co-financing rate of eligible project costs | […] | […] | […] | […] | […] | […] | […] | […] | […] | % | % | […] | […] | […] | […] | […] | […] | […] | […] | 0
|  | Green loan | Unit |  | Green loan | […] | […] | […] | […] | […] | […] | […] | […] | […]
|  | Preparation costs related to the type of financing | EUR | 0 | Preparation costs related to the type of financing | […] | […] | […] | […] | […] | […] | […] | […] | […]
| ! | Investment plan | EUR |  | Investment plan | […] | […] | […] | […] | […] | […] | […] | […] | […] | [10 empty] | 1
| ! | Other costs | EUR |  | Other costs | […] | […] | […] | […] | […] | […] | […] | […] | […] | [10 empty] | 1
|  | Financing conditions |  |  | Financing conditions | […] | […] | […] | […] | […] | […] | […] | […] | […]
|  | Green loan |  |  | Green loan | […] | […] | […] | […] | […] | […] | […] | […] | […]
|  | Entity granting a financing | text | Public | Entity granting a financing | […] | […] | […] | […] | […] | […] | […] | […] | […] | text | tekst | […] | […] | […] | […] | […] | […] | […] | […] | 0
|  | Is public investment financed with EU funds? | text | Yes | Is public investment financed with EU funds? | […] | […] | […] | […] | […] | […] | […] | […] | […] | text | tekst | […] | […] | […] | […] | […] | […] | […] | […] | 0
|  | Interest rate per annum | % | 4.5% | Interest rate per annum | […] | […] | […] | […] | […] | […] | […] | […] | […] | % | % | […] | […] | […] | […] | […] | […] | […] | […] | 0
|  | Tenor | years | 10 | Tenor | […] | […] | […] | […] | […] | […] | […] | […] | […] | years | lata | […] | […] | […] | […] | […] | […] | […] | […] | 0
|  | Capital rebate loan (FIs) | Unit |  | Capital rebate loan (FIs) | […] | […] | […] | […] | […] | […] | […] | […] | […]
|  | Preparation costs related to the type of financing | EUR | 10000 | Preparation costs related to the type of financing | […] | […] | […] | […] | […] | […] | […] | […] | […]
|  | Investment plan | EUR | 10000 | Investment plan | […] | […] | […] | […] | […] | […] | […] | […] | […] | [10 empty] | 0
| ! | Other costs | EUR |  | Other costs | […] | […] | […] | […] | […] | […] | […] | […] | […] | [10 empty] | 1
|  | Financing conditions |  |  | Financing conditions | […] | […] | […] | […] | […] | […] | […] | […] | […]
|  | Capital rebate loan (FIs) |  |  | Capital rebate loan (FIs) | […] | […] | […] | […] | […] | […] | […] | […] | […]
|  | Entity granting a financing | text | Public | Entity granting a financing | […] | […] | […] | […] | […] | […] | […] | […] | […] | text | tekst | […] | […] | […] | […] | […] | […] | […] | […] | 0
|  | Is public investment financed with EU funds? | text | Yes | Is public investment financed with EU funds? | […] | […] | […] | […] | […] | […] | […] | […] | […] | text | tekst | […] | […] | […] | […] | […] | […] | […] | […] | 0
|  | Co-financing rate of eligible project costs | % | 50% | Co-financing rate of eligible project costs | […] | […] | […] | […] | […] | […] | […] | […] | […] | % | % | […] | […] | […] | […] | […] | […] | […] | […] | 0
|  | Interest rate per annum | % | 7% | Interest rate per annum | […] | […] | […] | […] | […] | […] | […] | […] | […] | % | % | […] | […] | […] | […] | […] | […] | […] | […] | 0
|  | Tenor | years | 10 | Tenor | […] | […] | […] | […] | […] | […] | […] | […] | […] | years | lata | […] | […] | […] | […] | […] | […] | […] | […] | 0
|  | Bonds (standard II) | Unit |  | Bonds (standard II) | […] | […] | […] | […] | […] | […] | […] | […] | […]
|  | Preparation costs related to the type of financing | EUR | 0 | Preparation costs related to the type of financing | […] | […] | […] | […] | […] | […] | […] | […] | […]
| ! | Pre-issuance costs (investment advisory, credit and risk rating and legal fees) | EUR |  | Pre-issuance costs (investment advisory, credit and risk rating and legal fees) | […] | […] | […] | […] | […] | […] | […] | […] | […] | [10 empty] | 1
| ! | Issuance costs (underwriting and placement fees, exchange listing, regulatory and depository-settlement fees) | EUR |  | Issuance costs (underwriting and placement fees, exchange listing, regulatory and depository-settlement fees) | […] | […] | […] | […] | […] | […] | […] | […] | […] | [10 empty] | 1
|  | Post-Issuance and ongoing compliance costs | EUR | 80 | Post-Issuance and ongoing compliance costs | […] | […] | […] | […] | […] | […] | […] | […] | […]
|  | Annual stock exchange and depository | EUR | 40 | Annual stock exchange and depository | […] | […] | […] | […] | […] | […] | […] | […] | […] | [10 empty] | 0
|  | External reviews and audits (Post-Issuance) | EUR | 40 | External reviews and audits (Post-Issuance) | […] | […] | […] | […] | […] | […] | […] | […] | […] | [10 empty] | 0
|  | Financing conditions |  |  | Financing conditions | […] | […] | […] | […] | […] | […] | […] | […] | […]
|  | Bonds (standard II) |  |  | Bonds (standard II) | […] | […] | […] | […] | […] | […] | […] | […] | […]
|  | Entity granting a financing | text | Public | Entity granting a financing | […] | […] | […] | […] | […] | […] | […] | […] | […] | text | tekst | […] | […] | […] | […] | […] | […] | […] | […] | 0
|  | Is public investment financed with EU funds? | text | Yes | Is public investment financed with EU funds? | […] | […] | […] | […] | […] | […] | […] | […] | […] | text | tekst | […] | […] | […] | […] | […] | […] | […] | […] | 0
|  | Interest rate per annum | % | 5% | Interest rate per annum | […] | […] | […] | […] | […] | […] | […] | […] | […] | % | % | […] | […] | […] | […] | […] | […] | […] | […] | 0
|  | Tenor | years | 10 | Tenor | […] | […] | […] | […] | […] | […] | […] | […] | […] | years | lata | […] | […] | […] | […] | […] | […] | […] | […] | 0
|  | Bonds (EuGBS-SLB) | Unit |  | Bonds (EuGBS-SLB) | […] | […] | […] | […] | […] | […] | […] | […] | […]
|  | Preparation costs related to the type of financing | EUR | 0 | Preparation costs related to the type of financing | […] | […] | […] | […] | […] | […] | […] | […] | […]
| ! | Pre-issuance costs (investment advisory and legal fees, credit and risk rating, external review and certification) | EUR |  | Pre-issuance costs (investment advisory and legal fees, credit and risk rating, external review and certification) | […] | […] | […] | […] | […] | […] | […] | […] | […] | [10 empty] | 1
| ! | Issuance costs (underwriting and placement fees, exchange listing, regulatory and depository-settlement fees) | EUR |  | Issuance costs (underwriting and placement fees, exchange listing, regulatory and depository-settlement fees) | […] | […] | […] | […] | […] | […] | […] | […] | […] | [10 empty] | 1
|  | Post-Issuance and ongoing compliance costs | EUR | 0 | Post-Issuance and ongoing compliance costs | […] | […] | […] | […] | […] | […] | […] | […] | […]
| ! | Annual stock exchange and depository | EUR |  | Annual stock exchange and depository | […] | […] | […] | […] | […] | […] | […] | […] | […] | [10 empty] | 1
| ! | External allocation reviews and audits (Post-Issuance) | EUR |  | External allocation reviews and audits (Post-Issuance) | […] | […] | […] | […] | […] | […] | […] | […] | […] | [10 empty] | 1
|  | Financing conditions |  |  | Financing conditions | […] | […] | […] | […] | […] | […] | […] | […] | […]
|  | Bonds (EuGBS-SLB) |  |  | Bonds (EuGBS-SLB) | […] | […] | […] | […] | […] | […] | […] | […] | […]
|  | Entity granting a financing | text | Public | Entity granting a financing | […] | […] | […] | […] | […] | […] | […] | […] | […] | text | tekst | […] | […] | […] | […] | […] | […] | […] | […] | 0
|  | Is public investment financed with EU funds? | text | Yes | Is public investment financed with EU funds? | […] | […] | […] | […] | […] | […] | […] | […] | […] | text | tekst | […] | […] | […] | […] | […] | […] | […] | […] | 0
|  | Interest rate per annum | % | 4.8% | Interest rate per annum | […] | […] | […] | […] | […] | […] | […] | […] | […] | % | % | […] | […] | […] | […] | […] | […] | […] | […] | 0
|  | Tenor | years | 10 | Tenor | […] | […] | […] | […] | […] | […] | […] | […] | […] | years | lata | […] | […] | […] | […] | […] | […] | […] | […] | 0
|  | EPC + Own funds + Grant + Loan | Unit |  | EPC + Own funds + Grant + Loan | […] | […] | […] | […] | […] | […] | […] | […] | […]
|  | Preparation costs related to the type of financing | EUR | 20000 | Preparation costs related to the type of financing | […] | […] | […] | […] | […] | […] | […] | […] | […]
|  | Project management and reporting | EUR | 10000 | Project management and reporting | […] | […] | […] | […] | […] | […] | […] | […] | […] | [10 empty] | 0
| ! | Investment plan with socioeconomic assessment | EUR |  | Investment plan with socioeconomic assessment | […] | […] | […] | […] | […] | […] | […] | […] | […] | [10 empty] | 1
|  | Other costs | EUR | 10000 | Other costs | […] | […] | […] | […] | […] | […] | […] | […] | […] | [10 empty] | 0
|  | Financing conditions |  |  | Financing conditions | […] | […] | […] | […] | […] | […] | […] | […] | […]
|  | Own funds |  |  | Own funds | […] | […] | […] | […] | […] | […] | […] | […] | […]
|  | Entity granting a financing | text | Private | Entity granting a financing | […] | […] | […] | […] | […] | […] | […] | […] | […] | text | tekst | […] | […] | […] | […] | […] | […] | […] | […] | 0
|  | Grant |  |  | Grant | […] | […] | […] | […] | […] | […] | […] | […] | […]
|  | Entity granting a financing | text | Public | Entity granting a financing | […] | […] | […] | […] | […] | […] | […] | […] | […] | text | tekst | […] | […] | […] | […] | […] | […] | […] | […] | 0
|  | Is public investment financed with EU funds? | text | Yes | Is public investment financed with EU funds? | […] | […] | […] | […] | […] | […] | […] | […] | […] | text | tekst | […] | […] | […] | […] | […] | […] | […] | […] | 0
|  | Co-financing rate of eligible project costs | % | 30% | Co-financing rate of eligible project costs | […] | […] | […] | […] | […] | […] | […] | […] | […] | % | % | […] | […] | […] | […] | […] | […] | […] | […] | 0
|  | Loan |  |  | Loan | […] | […] | […] | […] | […] | […] | […] | […] | […]
|  | Entity granting a financing | text | Private | Entity granting a financing | […] | […] | […] | […] | […] | […] | […] | […] | […] | text | tekst | […] | […] | […] | […] | […] | […] | […] | […] | 0
|  | Is public investment financed with EU funds? | text | No | Is public investment financed with EU funds? | […] | […] | […] | […] | […] | […] | […] | […] | […] | text | tekst | […] | […] | […] | […] | […] | […] | […] | […] | 0
|  | Contribution in total CAPEX | % | 30% | Contribution in total CAPEX | […] | […] | […] | […] | […] | […] | […] | […] | […] | % | % | […] | […] | […] | […] | […] | […] | […] | […] | 0
|  | Interest rate per annum | % | 5% | Interest rate per annum | […] | […] | […] | […] | […] | […] | […] | […] | […] | % | % | […] | […] | […] | […] | […] | […] | […] | […] | 0
|  | Tenor | years | 10 | Tenor | […] | […] | […] | […] | […] | […] | […] | […] | […] | years | lata | […] | […] | […] | […] | […] | […] | […] | […] | 0
|  | EPC |  |  | EPC | […] | […] | […] | […] | […] | […] | […] | […] | […]
|  | ESCO contribution in total CAPEX | % | 30% | ESCO contribution in total CAPEX | […] | […] | […] | […] | […] | […] | […] | […] | […] | % | % | […] | […] | […] | […] | […] | […] | […] | […] | 0
|  | ESCO participation in cost savings as % of total cost savings | % | 80% | ESCO participation in cost savings as % of total cost savings | […] | […] | […] | […] | […] | […] | […] | […] | […] | % | % | […] | […] | […] | […] | […] | […] | […] | […] | 0
|  | Contract duration | years | 10 | Contract duration | […] | […] | […] | […] | […] | […] | […] | […] | […] | years | lata | […] | […] | […] | […] | […] | […] | […] | […] | 0

## Analysis_param
KEY PARAMETERS OF THE ANALYSIS | [44 empty] | Check
Name of the project beneficiary: Company ABC
Name of the investment project: Project XYZ | [24 empty] | Language | [9 empty] | Units
All input cells should be filled in with assumptions | [24 empty] | English | Polish | […] | […] | […] | […] | […] | […] | […] | […] | English | Polish | […] | […] | […] | […] | […] | […] | […] | […]
Financial analysis | [24 empty] | Financial analysis | […] | […] | […] | […] | […] | […] | […] | […] | […]
|  | Discount rate | Unit | [21 empty] | Discount rate | […] | […] | […] | […] | […] | […] | […] | […] | […]
|  | Financial discount rate used in the model - real discount rate | % | 4% | [20 empty] | Financial discount rate used in the model - real discount rate | […] | […] | […] | […] | […] | […] | […] | […] | […] | % | % | […] | […] | […] | […] | […] | […] | […] | […] | 0
|  | Residual value | Unit | [21 empty] | Residual value | […] | […] | […] | […] | […] | […] | […] | […] | […]
|  | Residual value selection | text | Net book value | [20 empty] | Residual value selection | […] | […] | […] | […] | […] | […] | […] | […] | […] | text | tekst | […] | […] | […] | […] | […] | […] | […] | […] | 0
|  | Net book value | [22 empty] | Net book value | […] | […] | […] | […] | […] | […] | […] | […] | […]
|  | Total amortised CAPEX at the end of a forecast period | EUR | 113550 | [20 empty] | Total amortised CAPEX at the end of a forecast period | […] | […] | […] | […] | […] | […] | […] | […] | […]
|  | VAT | EUR | 0 | [20 empty] | VAT | […] | […] | […] | […] | […] | […] | […] | […] | […]
|  | Total amortised CAPEX at the end of a forecast period incl. VAT | EUR | 113550 | [20 empty] | Total amortised CAPEX at the end of a forecast period incl. VAT | […] | […] | […] | […] | […] | […] | […] | […] | […]
|  | Input | [22 empty] | Input | […] | […] | […] | […] | […] | […] | […] | […] | […]
|  | Total | EUR | 0 | [20 empty] | Total | […] | […] | […] | […] | […] | […] | […] | […] | […] | [10 empty] | 0
|  | VAT | EUR | 0 | [20 empty] | VAT | […] | […] | […] | […] | […] | […] | […] | […] | […] | [10 empty] | 0
|  | Total incl. VAT | EUR | 0 | [20 empty] | Total incl. VAT | […] | […] | […] | […] | […] | […] | […] | […] | […]
Economic analysis | [24 empty] | Economic analysis | […] | […] | […] | […] | […] | […] | […] | […] | […]
|  | Discount rate | Unit | [21 empty] | Discount rate | […] | […] | […] | […] | […] | […] | […] | […] | […]
|  | Social discount rate used in the model | % | 3% | [20 empty] | Social discount rate used in the model | […] | […] | […] | […] | […] | […] | […] | […] | […] | % | % | […] | […] | […] | […] | […] | […] | […] | […] | 0
|  | Correction factor parameters | Unit | [21 empty] | Correction factor parameters | […] | […] | […] | […] | […] | […] | […] | […] | […]
|  | CAPEX Correction factor due to fiscal corrections | x | 0.80565 | [20 empty] | CAPEX Correction factor due to fiscal corrections | […] | […] | […] | […] | […] | […] | […] | […] | […] | x | x | […] | […] | […] | […] | […] | […] | […] | […] | 0
|  | CAPEX Correction factor due to shadow pricing | x | 1 | [20 empty] | CAPEX Correction factor due to shadow pricing | […] | […] | […] | […] | […] | […] | […] | […] | […] | x | x | […] | […] | […] | […] | […] | […] | […] | […] | 0
|  | OPEX Correction factor due to fiscal corrections | x | 0.88496 | [20 empty] | OPEX Correction factor due to fiscal corrections | […] | […] | […] | […] | […] | […] | […] | […] | […] | x | x | […] | […] | […] | […] | […] | […] | […] | […] | 0
|  | OPEX Correction factor due to shadow pricing | x | 1 | [20 empty] | OPEX Correction factor due to shadow pricing | […] | […] | […] | […] | […] | […] | […] | […] | […] | x | x | […] | […] | […] | […] | […] | […] | […] | […] | 0
|  | Revenue Correction factor due to fiscal corrections | x | 1 | [20 empty] | Revenue Correction factor due to fiscal corrections | […] | […] | […] | […] | […] | […] | […] | […] | […] | x | x | […] | […] | […] | […] | […] | […] | […] | […] | 0
|  | Socio-economic parameters | Unit |  | 2025 | 2026 | 2027 | 2028 | 2029 | 2030 | 2031 | 2032 | 2033 | 2034 | 2035 | 2036 | 2037 | 2038 | 2039 | 2040 | 2041 | 2042 | 2043 | 2044 | Socio-economic parameters | […] | […] | […] | […] | […] | […] | […] | […] | […]
[5 empty] | Construction | Construction | Operation | Operation | Operation | Operation | Operation | Operation | Operation | Operation | Operation | Operation | Operation | Operation | Operation | Operation | Operation | Operation | Operation | Operation
|  | Macroeconomic assumptions | [22 empty] | Macroeconomic assumptions | […] | […] | […] | […] | […] | […] | […] | […] | […]
|  | Exchange rate for recalculating shadow prices into project's currency | FX | [21 empty] | Exchange rate for recalculating shadow prices into project's currency | […] | […] | […] | […] | […] | […] | […] | […] | […] | FX | FX | […] | […] | […] | […] | […] | […] | […] | […] | 0 | bar: 2025 to 2044
|  | Forecasted long-term per capita real GDP growth | % |  | 0% | 1.5% | 1.5% | 1.5% | 1.5% | 1.5% | 1.5% | 1.5% | 1.5% | 1.5% | 1.5% | 1.5% | 1.5% | 1.5% | 1.5% | 1.5% | 1.5% | 1.5% | 1.5% | 1.5% | Forecasted long-term per capita real GDP growth | […] | […] | […] | […] | […] | […] | […] | […] | […] | % | % | […] | […] | […] | […] | […] | […] | […] | […] | 0
|  | Shadow prices in EUR | [22 empty] | Shadow prices in EUR | […] | […] | […] | […] | […] | […] | […] | […] | […]
|  | Damage cost of air pollutant: PM2.5 per tonne | EUR / tonne |  | 165 | 182 | 199 | 216 | 233 | 250 | 278 | 306 | 334 | 362 | 390 | 417 | 444 | 471 | 498 | 525 | 552 | 579 | 606 | 633 | Damage cost of air pollutant: PM2.5 per tonne | […] | […] | […] | […] | […] | […] | […] | […] | […] | EUR / tonne | EUR / tona | […] | […] | […] | […] | […] | […] | […] | […] | 0
|  | Damage cost of air pollutant: PM2.5 per tonne | EUR / tonne | 24261 | [20 empty] | Damage cost of air pollutant: PM2.5 per tonne | […] | […] | […] | […] | […] | […] | […] | […] | […] | EUR / tonne | EUR / tona | […] | […] | […] | […] | […] | […] | […] | […] | 0
|  | Damage cost of air pollutant: PM10 per tonne | EUR / tonne | 1383 | [20 empty] | Damage cost of air pollutant: PM10 per tonne | […] | […] | […] | […] | […] | […] | […] | […] | […] | EUR / tonne | EUR / tona | […] | […] | […] | […] | […] | […] | […] | […] | 0
|  | Damage cost of air pollutant: NOx per tonne | EUR / tonne | 8223 | [20 empty] | Damage cost of air pollutant: NOx per tonne | […] | […] | […] | […] | […] | […] | […] | […] | […] | EUR / tonne | EUR / tona | […] | […] | […] | […] | […] | […] | […] | […] | 0
|  | Damage cost of air pollutant: SOx per tonne | EUR / tonne | 7079 | [20 empty] | Damage cost of air pollutant: SOx per tonne | […] | […] | […] | […] | […] | […] | […] | […] | […] | EUR / tonne | EUR / tona | […] | […] | […] | […] | […] | […] | […] | […] | 0
|  | Economic benefit of enhanced security of energy supply per MWh | EUR / MWh | 10 | [20 empty] | Economic benefit of enhanced security of energy supply per MWh | […] | […] | […] | […] | […] | […] | […] | […] | […] | EUR / MWh | EUR / MWh | […] | […] | […] | […] | […] | […] | […] | […] | 0
|  | Avoided emissions of GHG and airborne pollutants | Unit | Sum | 2025 | 2026 | 2027 | 2028 | 2029 | 2030 | 2031 | 2032 | 2033 | 2034 | 2035 | 2036 | 2037 | 2038 | 2039 | 2040 | 2041 | 2042 | 2043 | 2044 | Avoided emissions of GHG and airborne pollutants | […] | […] | […] | […] | […] | […] | […] | […] | […]
[5 empty] | Construction | Construction | Operation | Operation | Operation | Operation | Operation | Operation | Operation | Operation | Operation | Operation | Operation | Operation | Operation | Operation | Operation | Operation | Operation | Operation
| ! | Reduction of CO2 emissions from energy renovation | tonne / year | 1443.05 |  | 75.95 | 75.95 | 75.95 | 75.95 | 75.95 | 75.95 | 75.95 | 75.95 | 75.95 | 75.95 | 75.95 | 75.95 | 75.95 | 75.95 | 75.95 | 75.95 | 75.95 | 75.95 | 75.95 | Reduction of CO2 emissions from energy renovation | […] | […] | […] | […] | […] | […] | […] | […] | […] | tonne / year | tona / rok | […] | […] | […] | […] | […] | […] | […] | […] | 1
| ! | Sequestered CO2 from GI (NBS) | tonne / year | 0 | [20 empty] | Sequestered CO2 from GI (NBS) | […] | […] | […] | […] | […] | […] | […] | […] | […] | tonne / year | tona / rok | […] | […] | […] | […] | […] | […] | […] | […] | 20
| ! | Reduction of air pollutant: PM2.5 | tonne / year | 0 | [20 empty] | Reduction of air pollutant: PM2.5 | […] | […] | […] | […] | […] | […] | […] | […] | […] | tonne / year | tona / rok | […] | […] | […] | […] | […] | […] | […] | […] | 20
| ! | Sequestered air pollutant: PM2.5 | tonne / year | 0 | [20 empty] | Sequestered air pollutant: PM2.5 | […] | […] | […] | […] | […] | […] | […] | […] | […] | tonne / year | tona / rok | […] | […] | […] | […] | […] | […] | […] | […] | 20
| ! | Reduction of air pollutant: PM10 | tonne / year | 0 | [20 empty] | Reduction of air pollutant: PM10 | […] | […] | […] | […] | […] | […] | […] | […] | […] | tonne / year | tona / rok | […] | […] | […] | […] | […] | […] | […] | […] | 20
| ! | Sequestered air pollutant: PM10 | tonne / year | 0 | [20 empty] | Sequestered air pollutant: PM10 | […] | […] | […] | […] | […] | […] | […] | […] | […] | tonne / year | tona / rok | […] | […] | […] | […] | […] | […] | […] | […] | 20
| ! | Reduction of air pollutant: NOx | tonne / year | 0 | [20 empty] | Reduction of air pollutant: NOx | […] | […] | […] | […] | […] | […] | […] | […] | […] | tonne / year | tona / rok | […] | […] | […] | […] | […] | […] | […] | […] | 20
| ! | Sequestered air pollutant: NOx | tonne / year | 0 | [20 empty] | Sequestered air pollutant: NOx | […] | […] | […] | […] | […] | […] | […] | […] | […] | tonne / year | tona / rok | […] | […] | […] | […] | […] | […] | […] | […] | 20
| ! | Reduction of air pollutant: SOx | tonne / year | 0 | [20 empty] | Reduction of air pollutant: SOx | […] | […] | […] | […] | […] | […] | […] | […] | […] | tonne / year | tona / rok | […] | […] | […] | […] | […] | […] | […] | […] | 20
| ! | Sequestered air pollutant: SOx | tonne / year | 0 | [20 empty] | Sequestered air pollutant: SOx | […] | […] | […] | […] | […] | […] | […] | […] | […] | tonne / year | tona / rok | […] | […] | […] | […] | […] | […] | […] | […] | 20
|  | Enhanced security of energy supply | Unit | Sum | 2025 | 2026 | 2027 | 2028 | 2029 | 2030 | 2031 | 2032 | 2033 | 2034 | 2035 | 2036 | 2037 | 2038 | 2039 | 2040 | 2041 | 2042 | 2043 | 2044 | Enhanced security of energy supply | […] | […] | […] | […] | […] | […] | […] | […] | […]
[5 empty] | Construction | Construction | Operation | Operation | Operation | Operation | Operation | Operation | Operation | Operation | Operation | Operation | Operation | Operation | Operation | Operation | Operation | Operation | Operation | Operation
| ! | Electricity | MWh | 1454 |  | 50 | 78 | 78 | 78 | 78 | 78 | 78 | 78 | 78 | 78 | 78 | 78 | 78 | 78 | 78 | 78 | 78 | 78 | 78 | Electricity | […] | […] | […] | […] | […] | […] | […] | […] | […] | MWh | MWh | […] | […] | […] | […] | […] | […] | […] | […] | 1
| ! | Heat | MWh | 0 | [20 empty] | Heat | […] | […] | […] | […] | […] | […] | […] | […] | […] | MWh | MWh | […] | […] | […] | […] | […] | […] | […] | […] | 20
| ! | Other | MWh | 0 | [20 empty] | Other | […] | […] | […] | […] | […] | […] | […] | […] | […] | MWh | MWh | […] | […] | […] | […] | […] | […] | […] | […] | 20
|  | Extension of the economic life of the building (elements) | Unit | [21 empty] | Extension of the economic life of the building (elements) | […] | […] | […] | […] | […] | […] | […] | […] | […]
|  | Switch | 1=yes; 0=no | 1 | [20 empty] | Switch | […] | […] | […] | […] | […] | […] | […] | […] | […] | 1=yes; 0=no | 1=tak; 0=nie | […] | […] | […] | […] | […] | […] | […] | […] | 0
|  | Improved thermal comfort benefit | Unit | Sum | 2025 | 2026 | 2027 | 2028 | 2029 | 2030 | 2031 | 2032 | 2033 | 2034 | 2035 | 2036 | 2037 | 2038 | 2039 | 2040 | 2041 | 2042 | 2043 | 2044 | Improved thermal comfort benefit | […] | […] | […] | […] | […] | […] | […] | […] | […]
[5 empty] | Construction | Construction | Operation | Operation | Operation | Operation | Operation | Operation | Operation | Operation | Operation | Operation | Operation | Operation | Operation | Operation | Operation | Operation | Operation | Operation
| ! | Actual temperature without the project | °C | 0 | [20 empty] | Actual temperature without the project | […] | […] | […] | […] | […] | […] | […] | […] | […] | °C | °C | […] | […] | […] | […] | […] | […] | […] | […] | 20
| ! | Actual temperature with the project | °C | 0 | [20 empty] | Actual temperature with the project | […] | […] | […] | […] | […] | […] | […] | […] | […] | °C | °C | […] | […] | […] | […] | […] | […] | […] | […] | 20
| ! | Annual energy cost in counterfactual without-the-project scenario to reach thermal comfort of with-the project scenario | EUR | 0 | [20 empty] | Annual energy cost in counterfactual without-the-project scenario to reach thermal comfort of with-the project scenario | […] | […] | […] | […] | […] | […] | […] | […] | […] | [10 empty] | 20
|  | Increase in property values | Unit | [21 empty] | Increase in property values | […] | […] | […] | […] | […] | […] | […] | […] | […]
| ! | Initial property value | EUR | [21 empty] | Initial property value | […] | […] | […] | […] | […] | […] | […] | […] | […] | [10 empty] | 1
| ! | Estimated price increase | % | [21 empty] | Estimated price increase | […] | […] | […] | […] | […] | […] | […] | […] | […] | % | % | […] | […] | […] | […] | […] | […] | […] | […] | 1
|  | Increase in property value (ΔV) | EUR | 0 | [20 empty] | Increase in property value (ΔV) | […] | […] | […] | […] | […] | […] | […] | […] | […]
Sensitivity analysis | [24 empty] | Sensitivity analysis | […] | […] | […] | […] | […] | […] | […] | […] | […]
|  | Sensitivity analysis | Unit | (-) | 2025: (+) | Sensitivity analysis | […] | […] | […] | […] | […] | […] | […] | […] | […]
|  | Capital expenditures | % | -1% | [20 empty] | Capital expenditures | […] | […] | […] | […] | […] | […] | […] | […] | […] | % | % | […] | […] | […] | […] | […] | […] | […] | […] | bar: 2025
|  | Operating expenses | % | -1% | [20 empty] | Operating expenses | […] | […] | […] | […] | […] | […] | […] | […] | […] | % | % | […] | […] | […] | […] | […] | […] | […] | […] | bar: 2025
|  | Revenues / benefits | % | -1% | [20 empty] | Revenues / benefits | […] | […] | […] | […] | […] | […] | […] | […] | […] | % | % | […] | […] | […] | […] | […] | […] | […] | […] | bar: 2025

## Calc
CALCULATIONS |  |  |  | Unit |  | 2025 | 2026 | 2027 | 2028 | 2029 | 2030 | 2031 | 2032 | 2033 | 2034 | 2035 | 2036 | 2037 | 2038 | 2039 | 2040 | 2041 | 2042 | 2043 | 2044
Name of the project beneficiary: Company ABC | [5 empty] | Construction | Construction | Operation | Operation | Operation | Operation | Operation | Operation | Operation | Operation | Operation | Operation | Operation | Operation | Operation | Operation | Operation | Operation | Operation | Operation
Name of the investment project: Project XYZ | [41 empty] | Language | [9 empty] | Units
[42 empty] | English | Polish | […] | […] | […] | […] | […] | […] | […] | […] | English | Polish | […] | […] | […] | […] | […] | […] | […] | […]
Capital expenditures, replacement & decommissioning costs | [41 empty] | Capital expenditures, replacement & decommissioning costs | […] | […] | […] | […] | […] | […] | […] | […] | […]
| Capital expenditures | [40 empty] | Capital expenditures | […] | […] | […] | […] | […] | […] | […] | […] | […]
|  | Capital expenditures | [39 empty] | Capital expenditures | […] | […] | […] | […] | […] | […] | […] | […] | […]
|  |  | Capital expenditures - eligible for grant funding | [38 empty] | Capital expenditures - eligible for grant funding | […] | […] | […] | […] | […] | […] | […] | […] | […]
|  |  | 1. Planning/design fees | EUR | 10000 | 10000 | 0 | 0 | 0 | 0 | 0 | 0 | 0 | 0 | 0 | 0 | 0 | 0 | 0 | 0 | 0 | 0 | 0 | 0 | 0 | 0 | 0 | 0 | 0 | 0 | 0 | 0 | 0 | 0 | 0 | 0 | 0 | 0 | 0 | 0 | 0 | 1. Planning/design fees | […] | […] | […] | […] | […] | […] | […] | […] | […]
|  |  | 2. Land purchase | EUR | 0 | 0 | 0 | 0 | 0 | 0 | 0 | 0 | 0 | 0 | 0 | 0 | 0 | 0 | 0 | 0 | 0 | 0 | 0 | 0 | 0 | 0 | 0 | 0 | 0 | 0 | 0 | 0 | 0 | 0 | 0 | 0 | 0 | 0 | 0 | 0 | 0 | 2. Land purchase | […] | […] | […] | […] | […] | […] | […] | […] | […]
|  |  | 3. Building and construction | EUR | 220000 | 20000 | 200000 | 0 | 0 | 0 | 0 | 0 | 0 | 0 | 0 | 0 | 0 | 0 | 0 | 0 | 0 | 0 | 0 | 0 | 0 | 0 | 0 | 0 | 0 | 0 | 0 | 0 | 0 | 0 | 0 | 0 | 0 | 0 | 0 | 0 | 0 | 3. Building and construction | […] | […] | […] | […] | […] | […] | […] | […] | […]
|  |  | a. Construction elements | EUR | 100000 | 20000 | 80000 | 0 | 0 | 0 | 0 | 0 | 0 | 0 | 0 | 0 | 0 | 0 | 0 | 0 | 0 | 0 | 0 | 0 | 0 | 0 | 0 | 0 | 0 | 0 | 0 | 0 | 0 | 0 | 0 | 0 | 0 | 0 | 0 | 0 | 0 | a. Construction elements | […] | […] | […] | […] | […] | […] | […] | […] | […]
|  |  | b. Insulation and facade | EUR | 100000 | 0 | 100000 | 0 | 0 | 0 | 0 | 0 | 0 | 0 | 0 | 0 | 0 | 0 | 0 | 0 | 0 | 0 | 0 | 0 | 0 | 0 | 0 | 0 | 0 | 0 | 0 | 0 | 0 | 0 | 0 | 0 | 0 | 0 | 0 | 0 | 0 | b. Insulation and facade | […] | […] | […] | […] | […] | […] | […] | […] | […]
|  |  | c. Windows | EUR | 20000 | 0 | 20000 | 0 | 0 | 0 | 0 | 0 | 0 | 0 | 0 | 0 | 0 | 0 | 0 | 0 | 0 | 0 | 0 | 0 | 0 | 0 | 0 | 0 | 0 | 0 | 0 | 0 | 0 | 0 | 0 | 0 | 0 | 0 | 0 | 0 | 0 | c. Windows | […] | […] | […] | […] | […] | […] | […] | […] | […]
|  |  | d. Seismic retrofit reinforcements | EUR | 0 | 0 | 0 | 0 | 0 | 0 | 0 | 0 | 0 | 0 | 0 | 0 | 0 | 0 | 0 | 0 | 0 | 0 | 0 | 0 | 0 | 0 | 0 | 0 | 0 | 0 | 0 | 0 | 0 | 0 | 0 | 0 | 0 | 0 | 0 | 0 | 0 | d. Seismic retrofit reinforcements | […] | […] | […] | […] | […] | […] | […] | […] | […]
|  |  | e. Green infrastructure (NBS) | EUR | 0 | 0 | 0 | 0 | 0 | 0 | 0 | 0 | 0 | 0 | 0 | 0 | 0 | 0 | 0 | 0 | 0 | 0 | 0 | 0 | 0 | 0 | 0 | 0 | 0 | 0 | 0 | 0 | 0 | 0 | 0 | 0 | 0 | 0 | 0 | 0 | 0 | e. Green infrastructure (NBS) | […] | […] | […] | […] | […] | […] | […] | […] | […]
|  |  | f. Other | EUR | 0 | 0 | 0 | 0 | 0 | 0 | 0 | 0 | 0 | 0 | 0 | 0 | 0 | 0 | 0 | 0 | 0 | 0 | 0 | 0 | 0 | 0 | 0 | 0 | 0 | 0 | 0 | 0 | 0 | 0 | 0 | 0 | 0 | 0 | 0 | 0 | 0 | f. Other | […] | […] | […] | […] | […] | […] | […] | […] | […]
|  |  | 4. Plant and machinery | EUR | 69000 | 0 | 69000 | 0 | 0 | 0 | 0 | 0 | 0 | 0 | 0 | 0 | 0 | 0 | 0 | 0 | 0 | 0 | 0 | 0 | 0 | 0 | 0 | 0 | 0 | 0 | 0 | 0 | 0 | 0 | 0 | 0 | 0 | 0 | 0 | 0 | 0 | 4. Plant and machinery | […] | […] | […] | […] | […] | […] | […] | […] | […]
|  |  | a. Heating, ventilation, and air conditioning | EUR | 50000 | 0 | 50000 | 0 | 0 | 0 | 0 | 0 | 0 | 0 | 0 | 0 | 0 | 0 | 0 | 0 | 0 | 0 | 0 | 0 | 0 | 0 | 0 | 0 | 0 | 0 | 0 | 0 | 0 | 0 | 0 | 0 | 0 | 0 | 0 | 0 | 0 | a. Heating, ventilation, and air conditioning | […] | […] | […] | […] | […] | […] | […] | […] | […]
|  |  | b. Solar power plant | EUR | 10000 | 0 | 10000 | 0 | 0 | 0 | 0 | 0 | 0 | 0 | 0 | 0 | 0 | 0 | 0 | 0 | 0 | 0 | 0 | 0 | 0 | 0 | 0 | 0 | 0 | 0 | 0 | 0 | 0 | 0 | 0 | 0 | 0 | 0 | 0 | 0 | 0 | b. Solar power plant | […] | […] | […] | […] | […] | […] | […] | […] | […]
|  |  | c. Battery energy storage system | EUR | 5000 | 0 | 5000 | 0 | 0 | 0 | 0 | 0 | 0 | 0 | 0 | 0 | 0 | 0 | 0 | 0 | 0 | 0 | 0 | 0 | 0 | 0 | 0 | 0 | 0 | 0 | 0 | 0 | 0 | 0 | 0 | 0 | 0 | 0 | 0 | 0 | 0 | c. Battery energy storage system | […] | […] | […] | […] | […] | […] | […] | […] | […]
|  |  | d. Charging equipment | EUR | 1000 | 0 | 1000 | 0 | 0 | 0 | 0 | 0 | 0 | 0 | 0 | 0 | 0 | 0 | 0 | 0 | 0 | 0 | 0 | 0 | 0 | 0 | 0 | 0 | 0 | 0 | 0 | 0 | 0 | 0 | 0 | 0 | 0 | 0 | 0 | 0 | 0 | d. Charging equipment | […] | […] | […] | […] | […] | […] | […] | […] | […]
|  |  | e. IT equipment and sensors | EUR | 2000 | 0 | 2000 | 0 | 0 | 0 | 0 | 0 | 0 | 0 | 0 | 0 | 0 | 0 | 0 | 0 | 0 | 0 | 0 | 0 | 0 | 0 | 0 | 0 | 0 | 0 | 0 | 0 | 0 | 0 | 0 | 0 | 0 | 0 | 0 | 0 | 0 | e. IT equipment and sensors | […] | […] | […] | […] | […] | […] | […] | […] | […]
|  |  | f. Other electric equipment | EUR | 0 | 0 | 0 | 0 | 0 | 0 | 0 | 0 | 0 | 0 | 0 | 0 | 0 | 0 | 0 | 0 | 0 | 0 | 0 | 0 | 0 | 0 | 0 | 0 | 0 | 0 | 0 | 0 | 0 | 0 | 0 | 0 | 0 | 0 | 0 | 0 | 0 | f. Other electric equipment | […] | […] | […] | […] | […] | […] | […] | […] | […]
|  |  | g. Indoor lighting | EUR | 1000 | 0 | 1000 | 0 | 0 | 0 | 0 | 0 | 0 | 0 | 0 | 0 | 0 | 0 | 0 | 0 | 0 | 0 | 0 | 0 | 0 | 0 | 0 | 0 | 0 | 0 | 0 | 0 | 0 | 0 | 0 | 0 | 0 | 0 | 0 | 0 | 0 | g. Indoor lighting | […] | […] | […] | […] | […] | […] | […] | […] | […]
|  |  | 5. Contingencies | EUR | 0 | 0 | 0 | 0 | 0 | 0 | 0 | 0 | 0 | 0 | 0 | 0 | 0 | 0 | 0 | 0 | 0 | 0 | 0 | 0 | 0 | 0 | 0 | 0 | 0 | 0 | 0 | 0 | 0 | 0 | 0 | 0 | 0 | 0 | 0 | 0 | 0 | 5. Contingencies | […] | […] | […] | […] | […] | […] | […] | […] | […]
|  |  | 6. Price adjustment | EUR | 0 | 0 | 0 | 0 | 0 | 0 | 0 | 0 | 0 | 0 | 0 | 0 | 0 | 0 | 0 | 0 | 0 | 0 | 0 | 0 | 0 | 0 | 0 | 0 | 0 | 0 | 0 | 0 | 0 | 0 | 0 | 0 | 0 | 0 | 0 | 0 | 0 | 6. Price adjustment | […] | […] | […] | […] | […] | […] | […] | […] | […]
|  |  | 7. Publicity | EUR | 0 | 0 | 0 | 0 | 0 | 0 | 0 | 0 | 0 | 0 | 0 | 0 | 0 | 0 | 0 | 0 | 0 | 0 | 0 | 0 | 0 | 0 | 0 | 0 | 0 | 0 | 0 | 0 | 0 | 0 | 0 | 0 | 0 | 0 | 0 | 0 | 0 | 7. Publicity | […] | […] | […] | […] | […] | […] | […] | […] | […]
|  |  | 8. Supervision during contrusction implementation | EUR | 1000 | 0 | 1000 | 0 | 0 | 0 | 0 | 0 | 0 | 0 | 0 | 0 | 0 | 0 | 0 | 0 | 0 | 0 | 0 | 0 | 0 | 0 | 0 | 0 | 0 | 0 | 0 | 0 | 0 | 0 | 0 | 0 | 0 | 0 | 0 | 0 | 0 | 8. Supervision during contrusction implementation | […] | […] | […] | […] | […] | […] | […] | […] | […]
|  |  | 9. Technical assistance | EUR | 0 | 0 | 0 | 0 | 0 | 0 | 0 | 0 | 0 | 0 | 0 | 0 | 0 | 0 | 0 | 0 | 0 | 0 | 0 | 0 | 0 | 0 | 0 | 0 | 0 | 0 | 0 | 0 | 0 | 0 | 0 | 0 | 0 | 0 | 0 | 0 | 0 | 9. Technical assistance | […] | […] | […] | […] | […] | […] | […] | […] | […]
|  |  | Total | EUR | 300000 | 30000 | 270000 | 0 | 0 | 0 | 0 | 0 | 0 | 0 | 0 | 0 | 0 | 0 | 0 | 0 | 0 | 0 | 0 | 0 | 0 | 0 | 0 | 0 | 0 | 0 | 0 | 0 | 0 | 0 | 0 | 0 | 0 | 0 | 0 | 0 | 0 | Total | […] | […] | […] | […] | […] | […] | […] | […] | […]
|  |  | VAT expense | EUR | 0 | 0 | 0 | 0 | 0 | 0 | 0 | 0 | 0 | 0 | 0 | 0 | 0 | 0 | 0 | 0 | 0 | 0 | 0 | 0 | 0 | 0 | 0 | 0 | 0 | 0 | 0 | 0 | 0 | 0 | 0 | 0 | 0 | 0 | 0 | 0 | 0 | VAT expense | […] | […] | […] | […] | […] | […] | […] | […] | […]
|  |  | Total incl. VAT | EUR | 300000 | 30000 | 270000 | 0 | 0 | 0 | 0 | 0 | 0 | 0 | 0 | 0 | 0 | 0 | 0 | 0 | 0 | 0 | 0 | 0 | 0 | 0 | 0 | 0 | 0 | 0 | 0 | 0 | 0 | 0 | 0 | 0 | 0 | 0 | 0 | 0 | 0 | Total incl. VAT | […] | […] | […] | […] | […] | […] | […] | […] | […]
|  |  | Capital expenditures - non-eligible for grant funding | [38 empty] | Capital expenditures - non-eligible for grant funding | […] | […] | […] | […] | […] | […] | […] | […] | […]
|  |  | 1. Planning/design fees | EUR | 0 | 0 | 0 | 0 | 0 | 0 | 0 | 0 | 0 | 0 | 0 | 0 | 0 | 0 | 0 | 0 | 0 | 0 | 0 | 0 | 0 | 0 | 0 | 0 | 0 | 0 | 0 | 0 | 0 | 0 | 0 | 0 | 0 | 0 | 0 | 0 | 0 | 1. Planning/design fees | […] | […] | […] | […] | […] | […] | […] | […] | […]
|  |  | 2. Land purchase | EUR | 0 | 0 | 0 | 0 | 0 | 0 | 0 | 0 | 0 | 0 | 0 | 0 | 0 | 0 | 0 | 0 | 0 | 0 | 0 | 0 | 0 | 0 | 0 | 0 | 0 | 0 | 0 | 0 | 0 | 0 | 0 | 0 | 0 | 0 | 0 | 0 | 0 | 2. Land purchase | […] | […] | […] | […] | […] | […] | […] | […] | […]
|  |  | 3. Building and construction | EUR | 0 | 0 | 0 | 0 | 0 | 0 | 0 | 0 | 0 | 0 | 0 | 0 | 0 | 0 | 0 | 0 | 0 | 0 | 0 | 0 | 0 | 0 | 0 | 0 | 0 | 0 | 0 | 0 | 0 | 0 | 0 | 0 | 0 | 0 | 0 | 0 | 0 | 3. Building and construction | […] | […] | […] | […] | […] | […] | […] | […] | […]
|  |  | a. Construction elements | EUR | 0 | 0 | 0 | 0 | 0 | 0 | 0 | 0 | 0 | 0 | 0 | 0 | 0 | 0 | 0 | 0 | 0 | 0 | 0 | 0 | 0 | 0 | 0 | 0 | 0 | 0 | 0 | 0 | 0 | 0 | 0 | 0 | 0 | 0 | 0 | 0 | 0 | a. Construction elements | […] | […] | […] | […] | […] | […] | […] | […] | […]
|  |  | b. Insulation and facade | EUR | 0 | 0 | 0 | 0 | 0 | 0 | 0 | 0 | 0 | 0 | 0 | 0 | 0 | 0 | 0 | 0 | 0 | 0 | 0 | 0 | 0 | 0 | 0 | 0 | 0 | 0 | 0 | 0 | 0 | 0 | 0 | 0 | 0 | 0 | 0 | 0 | 0 | b. Insulation and facade | […] | […] | […] | […] | […] | […] | […] | […] | […]
|  |  | c. Windows | EUR | 0 | 0 | 0 | 0 | 0 | 0 | 0 | 0 | 0 | 0 | 0 | 0 | 0 | 0 | 0 | 0 | 0 | 0 | 0 | 0 | 0 | 0 | 0 | 0 | 0 | 0 | 0 | 0 | 0 | 0 | 0 | 0 | 0 | 0 | 0 | 0 | 0 | c. Windows | […] | […] | […] | […] | […] | […] | […] | […] | […]
|  |  | d. Seismic retrofit reinforcements | EUR | 0 | 0 | 0 | 0 | 0 | 0 | 0 | 0 | 0 | 0 | 0 | 0 | 0 | 0 | 0 | 0 | 0 | 0 | 0 | 0 | 0 | 0 | 0 | 0 | 0 | 0 | 0 | 0 | 0 | 0 | 0 | 0 | 0 | 0 | 0 | 0 | 0 | d. Seismic retrofit reinforcements | […] | […] | […] | […] | […] | […] | […] | […] | […]
|  |  | e. Green infrastructure (NBS) | EUR | 0 | 0 | 0 | 0 | 0 | 0 | 0 | 0 | 0 | 0 | 0 | 0 | 0 | 0 | 0 | 0 | 0 | 0 | 0 | 0 | 0 | 0 | 0 | 0 | 0 | 0 | 0 | 0 | 0 | 0 | 0 | 0 | 0 | 0 | 0 | 0 | 0 | e. Green infrastructure (NBS) | […] | […] | […] | […] | […] | […] | […] | […] | […]
|  |  | f. Other | EUR | 0 | 0 | 0 | 0 | 0 | 0 | 0 | 0 | 0 | 0 | 0 | 0 | 0 | 0 | 0 | 0 | 0 | 0 | 0 | 0 | 0 | 0 | 0 | 0 | 0 | 0 | 0 | 0 | 0 | 0 | 0 | 0 | 0 | 0 | 0 | 0 | 0 | f. Other | […] | […] | […] | […] | […] | […] | […] | […] | […]
|  |  | 4. Plant and machinery | EUR | 0 | 0 | 0 | 0 | 0 | 0 | 0 | 0 | 0 | 0 | 0 | 0 | 0 | 0 | 0 | 0 | 0 | 0 | 0 | 0 | 0 | 0 | 0 | 0 | 0 | 0 | 0 | 0 | 0 | 0 | 0 | 0 | 0 | 0 | 0 | 0 | 0 | 4. Plant and machinery | […] | […] | […] | […] | […] | […] | […] | […] | […]
|  |  | a. Heating, ventilation, and air conditioning | EUR | 0 | 0 | 0 | 0 | 0 | 0 | 0 | 0 | 0 | 0 | 0 | 0 | 0 | 0 | 0 | 0 | 0 | 0 | 0 | 0 | 0 | 0 | 0 | 0 | 0 | 0 | 0 | 0 | 0 | 0 | 0 | 0 | 0 | 0 | 0 | 0 | 0 | a. Heating, ventilation, and air conditioning | […] | […] | […] | […] | […] | […] | […] | […] | […]
|  |  | b. Solar power plant | EUR | 0 | 0 | 0 | 0 | 0 | 0 | 0 | 0 | 0 | 0 | 0 | 0 | 0 | 0 | 0 | 0 | 0 | 0 | 0 | 0 | 0 | 0 | 0 | 0 | 0 | 0 | 0 | 0 | 0 | 0 | 0 | 0 | 0 | 0 | 0 | 0 | 0 | b. Solar power plant | […] | […] | […] | […] | […] | […] | […] | […] | […]
|  |  | c. Battery energy storage system | EUR | 0 | 0 | 0 | 0 | 0 | 0 | 0 | 0 | 0 | 0 | 0 | 0 | 0 | 0 | 0 | 0 | 0 | 0 | 0 | 0 | 0 | 0 | 0 | 0 | 0 | 0 | 0 | 0 | 0 | 0 | 0 | 0 | 0 | 0 | 0 | 0 | 0 | c. Battery energy storage system | […] | […] | […] | […] | […] | […] | […] | […] | […]
|  |  | d. Charging equipment | EUR | 0 | 0 | 0 | 0 | 0 | 0 | 0 | 0 | 0 | 0 | 0 | 0 | 0 | 0 | 0 | 0 | 0 | 0 | 0 | 0 | 0 | 0 | 0 | 0 | 0 | 0 | 0 | 0 | 0 | 0 | 0 | 0 | 0 | 0 | 0 | 0 | 0 | d. Charging equipment | […] | […] | […] | […] | […] | […] | […] | […] | […]
|  |  | e. IT equipment and sensors | EUR | 0 | 0 | 0 | 0 | 0 | 0 | 0 | 0 | 0 | 0 | 0 | 0 | 0 | 0 | 0 | 0 | 0 | 0 | 0 | 0 | 0 | 0 | 0 | 0 | 0 | 0 | 0 | 0 | 0 | 0 | 0 | 0 | 0 | 0 | 0 | 0 | 0 | e. IT equipment and sensors | […] | […] | […] | […] | […] | […] | […] | […] | […]
|  |  | f. Other electric equipment | EUR | 0 | 0 | 0 | 0 | 0 | 0 | 0 | 0 | 0 | 0 | 0 | 0 | 0 | 0 | 0 | 0 | 0 | 0 | 0 | 0 | 0 | 0 | 0 | 0 | 0 | 0 | 0 | 0 | 0 | 0 | 0 | 0 | 0 | 0 | 0 | 0 | 0 | f. Other electric equipment | […] | […] | […] | […] | […] | […] | […] | […] | […]
|  |  | g. Indoor lighting | EUR | 0 | 0 | 0 | 0 | 0 | 0 | 0 | 0 | 0 | 0 | 0 | 0 | 0 | 0 | 0 | 0 | 0 | 0 | 0 | 0 | 0 | 0 | 0 | 0 | 0 | 0 | 0 | 0 | 0 | 0 | 0 | 0 | 0 | 0 | 0 | 0 | 0 | g. Indoor lighting | […] | […] | […] | […] | […] | […] | […] | […] | […]
|  |  | 5. Contingencies | EUR | 0 | 0 | 0 | 0 | 0 | 0 | 0 | 0 | 0 | 0 | 0 | 0 | 0 | 0 | 0 | 0 | 0 | 0 | 0 | 0 | 0 | 0 | 0 | 0 | 0 | 0 | 0 | 0 | 0 | 0 | 0 | 0 | 0 | 0 | 0 | 0 | 0 | 5. Contingencies | […] | […] | […] | […] | […] | […] | […] | […] | […]
|  |  | 6. Price adjustment | EUR | 0 | 0 | 0 | 0 | 0 | 0 | 0 | 0 | 0 | 0 | 0 | 0 | 0 | 0 | 0 | 0 | 0 | 0 | 0 | 0 | 0 | 0 | 0 | 0 | 0 | 0 | 0 | 0 | 0 | 0 | 0 | 0 | 0 | 0 | 0 | 0 | 0 | 6. Price adjustment | […] | […] | […] | […] | […] | […] | […] | […] | […]
|  |  | 7. Publicity | EUR | 0 | 0 | 0 | 0 | 0 | 0 | 0 | 0 | 0 | 0 | 0 | 0 | 0 | 0 | 0 | 0 | 0 | 0 | 0 | 0 | 0 | 0 | 0 | 0 | 0 | 0 | 0 | 0 | 0 | 0 | 0 | 0 | 0 | 0 | 0 | 0 | 0 | 7. Publicity | […] | […] | […] | […] | […] | […] | […] | […] | […]
|  |  | 8. Supervision during contrusction implementation | EUR | 0 | 0 | 0 | 0 | 0 | 0 | 0 | 0 | 0 | 0 | 0 | 0 | 0 | 0 | 0 | 0 | 0 | 0 | 0 | 0 | 0 | 0 | 0 | 0 | 0 | 0 | 0 | 0 | 0 | 0 | 0 | 0 | 0 | 0 | 0 | 0 | 0 | 8. Supervision during contrusction implementation | […] | […] | […] | […] | […] | […] | […] | […] | […]
|  |  | 9. Technical assistance | EUR | 0 | 0 | 0 | 0 | 0 | 0 | 0 | 0 | 0 | 0 | 0 | 0 | 0 | 0 | 0 | 0 | 0 | 0 | 0 | 0 | 0 | 0 | 0 | 0 | 0 | 0 | 0 | 0 | 0 | 0 | 0 | 0 | 0 | 0 | 0 | 0 | 0 | 9. Technical assistance | […] | […] | […] | […] | […] | […] | […] | […] | […]
|  |  | Total | EUR | 0 | 0 | 0 | 0 | 0 | 0 | 0 | 0 | 0 | 0 | 0 | 0 | 0 | 0 | 0 | 0 | 0 | 0 | 0 | 0 | 0 | 0 | 0 | 0 | 0 | 0 | 0 | 0 | 0 | 0 | 0 | 0 | 0 | 0 | 0 | 0 | 0 | Total | […] | […] | […] | […] | […] | […] | […] | […] | […]
|  |  | VAT expense | EUR | 0 | 0 | 0 | 0 | 0 | 0 | 0 | 0 | 0 | 0 | 0 | 0 | 0 | 0 | 0 | 0 | 0 | 0 | 0 | 0 | 0 | 0 | 0 | 0 | 0 | 0 | 0 | 0 | 0 | 0 | 0 | 0 | 0 | 0 | 0 | 0 | 0 | VAT expense | […] | […] | […] | […] | […] | […] | […] | […] | […]
|  |  | Total incl. VAT | EUR | 0 | 0 | 0 | 0 | 0 | 0 | 0 | 0 | 0 | 0 | 0 | 0 | 0 | 0 | 0 | 0 | 0 | 0 | 0 | 0 | 0 | 0 | 0 | 0 | 0 | 0 | 0 | 0 | 0 | 0 | 0 | 0 | 0 | 0 | 0 | 0 | 0 | Total incl. VAT | […] | […] | […] | […] | […] | […] | […] | […] | […]
|  |  | Capital expenditures - Summary | [38 empty] | Capital expenditures - Summary | […] | […] | […] | […] | […] | […] | […] | […] | […]
|  |  | 1. Planning/design fees | EUR | 10000 | 10000 | 0 | 0 | 0 | 0 | 0 | 0 | 0 | 0 | 0 | 0 | 0 | 0 | 0 | 0 | 0 | 0 | 0 | 0 | 0 | 0 | 0 | 0 | 0 | 0 | 0 | 0 | 0 | 0 | 0 | 0 | 0 | 0 | 0 | 0 | 0 | 1. Planning/design fees | […] | […] | […] | […] | […] | […] | […] | […] | […]
|  |  | 2. Land purchase | EUR | 0 | 0 | 0 | 0 | 0 | 0 | 0 | 0 | 0 | 0 | 0 | 0 | 0 | 0 | 0 | 0 | 0 | 0 | 0 | 0 | 0 | 0 | 0 | 0 | 0 | 0 | 0 | 0 | 0 | 0 | 0 | 0 | 0 | 0 | 0 | 0 | 0 | 2. Land purchase | […] | […] | […] | […] | […] | […] | […] | […] | […]
|  |  | 3. Building and construction | EUR | 220000 | 20000 | 200000 | 0 | 0 | 0 | 0 | 0 | 0 | 0 | 0 | 0 | 0 | 0 | 0 | 0 | 0 | 0 | 0 | 0 | 0 | 0 | 0 | 0 | 0 | 0 | 0 | 0 | 0 | 0 | 0 | 0 | 0 | 0 | 0 | 0 | 0 | 3. Building and construction | […] | […] | […] | […] | […] | […] | […] | […] | […]
|  |  | a. Construction elements | EUR | 100000 | 20000 | 80000 | 0 | 0 | 0 | 0 | 0 | 0 | 0 | 0 | 0 | 0 | 0 | 0 | 0 | 0 | 0 | 0 | 0 | 0 | 0 | 0 | 0 | 0 | 0 | 0 | 0 | 0 | 0 | 0 | 0 | 0 | 0 | 0 | 0 | 0 | a. Construction elements | […] | […] | […] | […] | […] | […] | […] | […] | […]
|  |  | b. Insulation and facade | EUR | 100000 | 0 | 100000 | 0 | 0 | 0 | 0 | 0 | 0 | 0 | 0 | 0 | 0 | 0 | 0 | 0 | 0 | 0 | 0 | 0 | 0 | 0 | 0 | 0 | 0 | 0 | 0 | 0 | 0 | 0 | 0 | 0 | 0 | 0 | 0 | 0 | 0 | b. Insulation and facade | […] | […] | […] | […] | […] | […] | […] | […] | […]
|  |  | c. Windows | EUR | 20000 | 0 | 20000 | 0 | 0 | 0 | 0 | 0 | 0 | 0 | 0 | 0 | 0 | 0 | 0 | 0 | 0 | 0 | 0 | 0 | 0 | 0 | 0 | 0 | 0 | 0 | 0 | 0 | 0 | 0 | 0 | 0 | 0 | 0 | 0 | 0 | 0 | c. Windows | […] | […] | […] | […] | […] | […] | […] | […] | […]
|  |  | d. Seismic retrofit reinforcements | EUR | 0 | 0 | 0 | 0 | 0 | 0 | 0 | 0 | 0 | 0 | 0 | 0 | 0 | 0 | 0 | 0 | 0 | 0 | 0 | 0 | 0 | 0 | 0 | 0 | 0 | 0 | 0 | 0 | 0 | 0 | 0 | 0 | 0 | 0 | 0 | 0 | 0 | d. Seismic retrofit reinforcements | […] | […] | […] | […] | […] | […] | […] | […] | […]
|  |  | e. Green infrastructure (NBS) | EUR | 0 | 0 | 0 | 0 | 0 | 0 | 0 | 0 | 0 | 0 | 0 | 0 | 0 | 0 | 0 | 0 | 0 | 0 | 0 | 0 | 0 | 0 | 0 | 0 | 0 | 0 | 0 | 0 | 0 | 0 | 0 | 0 | 0 | 0 | 0 | 0 | 0 | e. Green infrastructure (NBS) | […] | […] | […] | […] | […] | […] | […] | […] | […]
|  |  | f. Other | EUR | 0 | 0 | 0 | 0 | 0 | 0 | 0 | 0 | 0 | 0 | 0 | 0 | 0 | 0 | 0 | 0 | 0 | 0 | 0 | 0 | 0 | 0 | 0 | 0 | 0 | 0 | 0 | 0 | 0 | 0 | 0 | 0 | 0 | 0 | 0 | 0 | 0 | f. Other | […] | […] | […] | […] | […] | […] | […] | […] | […]
|  |  | 4. Plant and machinery | EUR | 69000 | 0 | 69000 | 0 | 0 | 0 | 0 | 0 | 0 | 0 | 0 | 0 | 0 | 0 | 0 | 0 | 0 | 0 | 0 | 0 | 0 | 0 | 0 | 0 | 0 | 0 | 0 | 0 | 0 | 0 | 0 | 0 | 0 | 0 | 0 | 0 | 0 | 4. Plant and machinery | […] | […] | […] | […] | […] | […] | […] | […] | […]
|  |  | a. Heating, ventilation, and air conditioning | EUR | 50000 | 0 | 50000 | 0 | 0 | 0 | 0 | 0 | 0 | 0 | 0 | 0 | 0 | 0 | 0 | 0 | 0 | 0 | 0 | 0 | 0 | 0 | 0 | 0 | 0 | 0 | 0 | 0 | 0 | 0 | 0 | 0 | 0 | 0 | 0 | 0 | 0 | a. Heating, ventilation, and air conditioning | […] | […] | […] | […] | […] | […] | […] | […] | […]
|  |  | b. Solar power plant | EUR | 10000 | 0 | 10000 | 0 | 0 | 0 | 0 | 0 | 0 | 0 | 0 | 0 | 0 | 0 | 0 | 0 | 0 | 0 | 0 | 0 | 0 | 0 | 0 | 0 | 0 | 0 | 0 | 0 | 0 | 0 | 0 | 0 | 0 | 0 | 0 | 0 | 0 | b. Solar power plant | […] | […] | […] | […] | […] | […] | […] | […] | […]
|  |  | c. Battery energy storage system | EUR | 5000 | 0 | 5000 | 0 | 0 | 0 | 0 | 0 | 0 | 0 | 0 | 0 | 0 | 0 | 0 | 0 | 0 | 0 | 0 | 0 | 0 | 0 | 0 | 0 | 0 | 0 | 0 | 0 | 0 | 0 | 0 | 0 | 0 | 0 | 0 | 0 | 0 | c. Battery energy storage system | […] | […] | […] | […] | […] | […] | […] | […] | […]
|  |  | d. Charging equipment | EUR | 1000 | 0 | 1000 | 0 | 0 | 0 | 0 | 0 | 0 | 0 | 0 | 0 | 0 | 0 | 0 | 0 | 0 | 0 | 0 | 0 | 0 | 0 | 0 | 0 | 0 | 0 | 0 | 0 | 0 | 0 | 0 | 0 | 0 | 0 | 0 | 0 | 0 | d. Charging equipment | […] | […] | […] | […] | […] | […] | […] | […] | […]
|  |  | e. IT equipment and sensors | EUR | 2000 | 0 | 2000 | 0 | 0 | 0 | 0 | 0 | 0 | 0 | 0 | 0 | 0 | 0 | 0 | 0 | 0 | 0 | 0 | 0 | 0 | 0 | 0 | 0 | 0 | 0 | 0 | 0 | 0 | 0 | 0 | 0 | 0 | 0 | 0 | 0 | 0 | e. IT equipment and sensors | […] | […] | […] | […] | […] | […] | […] | […] | […]
|  |  | f. Other electric equipment | EUR | 0 | 0 | 0 | 0 | 0 | 0 | 0 | 0 | 0 | 0 | 0 | 0 | 0 | 0 | 0 | 0 | 0 | 0 | 0 | 0 | 0 | 0 | 0 | 0 | 0 | 0 | 0 | 0 | 0 | 0 | 0 | 0 | 0 | 0 | 0 | 0 | 0 | f. Other electric equipment | […] | […] | […] | […] | […] | […] | […] | […] | […]
|  |  | g. Indoor lighting | EUR | 1000 | 0 | 1000 | 0 | 0 | 0 | 0 | 0 | 0 | 0 | 0 | 0 | 0 | 0 | 0 | 0 | 0 | 0 | 0 | 0 | 0 | 0 | 0 | 0 | 0 | 0 | 0 | 0 | 0 | 0 | 0 | 0 | 0 | 0 | 0 | 0 | 0 | g. Indoor lighting | […] | […] | […] | […] | […] | […] | […] | […] | […]
|  |  | 5. Contingencies | EUR | 0 | 0 | 0 | 0 | 0 | 0 | 0 | 0 | 0 | 0 | 0 | 0 | 0 | 0 | 0 | 0 | 0 | 0 | 0 | 0 | 0 | 0 | 0 | 0 | 0 | 0 | 0 | 0 | 0 | 0 | 0 | 0 | 0 | 0 | 0 | 0 | 0 | 5. Contingencies | […] | […] | […] | […] | […] | […] | […] | […] | […]
|  |  | 6. Price adjustment | EUR | 0 | 0 | 0 | 0 | 0 | 0 | 0 | 0 | 0 | 0 | 0 | 0 | 0 | 0 | 0 | 0 | 0 | 0 | 0 | 0 | 0 | 0 | 0 | 0 | 0 | 0 | 0 | 0 | 0 | 0 | 0 | 0 | 0 | 0 | 0 | 0 | 0 | 6. Price adjustment | […] | […] | […] | […] | […] | […] | […] | […] | […]
|  |  | 7. Publicity | EUR | 0 | 0 | 0 | 0 | 0 | 0 | 0 | 0 | 0 | 0 | 0 | 0 | 0 | 0 | 0 | 0 | 0 | 0 | 0 | 0 | 0 | 0 | 0 | 0 | 0 | 0 | 0 | 0 | 0 | 0 | 0 | 0 | 0 | 0 | 0 | 0 | 0 | 7. Publicity | […] | […] | […] | […] | […] | […] | […] | […] | […]
|  |  | 8. Supervision during contrusction implementation | EUR | 1000 | 0 | 1000 | 0 | 0 | 0 | 0 | 0 | 0 | 0 | 0 | 0 | 0 | 0 | 0 | 0 | 0 | 0 | 0 | 0 | 0 | 0 | 0 | 0 | 0 | 0 | 0 | 0 | 0 | 0 | 0 | 0 | 0 | 0 | 0 | 0 | 0 | 8. Supervision during contrusction implementation | […] | […] | […] | […] | […] | […] | […] | […] | […]
|  |  | 9. Technical assistance | EUR | 0 | 0 | 0 | 0 | 0 | 0 | 0 | 0 | 0 | 0 | 0 | 0 | 0 | 0 | 0 | 0 | 0 | 0 | 0 | 0 | 0 | 0 | 0 | 0 | 0 | 0 | 0 | 0 | 0 | 0 | 0 | 0 | 0 | 0 | 0 | 0 | 0 | 9. Technical assistance | […] | […] | […] | […] | […] | […] | […] | […] | […]
|  |  | Total | EUR | 300000 | 30000 | 270000 | 0 | 0 | 0 | 0 | 0 | 0 | 0 | 0 | 0 | 0 | 0 | 0 | 0 | 0 | 0 | 0 | 0 | 0 | 0 | 0 | 0 | 0 | 0 | 0 | 0 | 0 | 0 | 0 | 0 | 0 | 0 | 0 | 0 | 0 | Total | […] | […] | […] | […] | […] | […] | […] | […] | […]
|  |  | VAT expense | EUR | 0 | 0 | 0 | 0 | 0 | 0 | 0 | 0 | 0 | 0 | 0 | 0 | 0 | 0 | 0 | 0 | 0 | 0 | 0 | 0 | 0 | 0 | 0 | 0 | 0 | 0 | 0 | 0 | 0 | 0 | 0 | 0 | 0 | 0 | 0 | 0 | 0 | VAT expense | […] | […] | […] | […] | […] | […] | […] | […] | […]
|  |  | Total incl. VAT | EUR | 300000 | 30000 | 270000 | 0 | 0 | 0 | 0 | 0 | 0 | 0 | 0 | 0 | 0 | 0 | 0 | 0 | 0 | 0 | 0 | 0 | 0 | 0 | 0 | 0 | 0 | 0 | 0 | 0 | 0 | 0 | 0 | 0 | 0 | 0 | 0 | 0 | 0 | Total incl. VAT | […] | […] | […] | […] | […] | […] | […] | […] | […]
|  |  | Capital expenditures excl. contingencies - Summary | [38 empty] | Capital expenditures excl. contingencies - Summary | […] | […] | […] | […] | […] | […] | […] | […] | […]
|  |  | Total | EUR | 300000 | 30000 | 270000 | 0 | 0 | 0 | 0 | 0 | 0 | 0 | 0 | 0 | 0 | 0 | 0 | 0 | 0 | 0 | 0 | 0 | 0 | 0 | 0 | 0 | 0 | 0 | 0 | 0 | 0 | 0 | 0 | 0 | 0 | 0 | 0 | 0 | 0 | Total | […] | […] | […] | […] | […] | […] | […] | […] | […]
|  |  | VAT expense | EUR | 0 | 0 | 0 | 0 | 0 | 0 | 0 | 0 | 0 | 0 | 0 | 0 | 0 | 0 | 0 | 0 | 0 | 0 | 0 | 0 | 0 | 0 | 0 | 0 | 0 | 0 | 0 | 0 | 0 | 0 | 0 | 0 | 0 | 0 | 0 | 0 | 0 | VAT expense | […] | […] | […] | […] | […] | […] | […] | […] | […]
|  |  | Total incl. VAT | EUR | 300000 | 30000 | 270000 | 0 | 0 | 0 | 0 | 0 | 0 | 0 | 0 | 0 | 0 | 0 | 0 | 0 | 0 | 0 | 0 | 0 | 0 | 0 | 0 | 0 | 0 | 0 | 0 | 0 | 0 | 0 | 0 | 0 | 0 | 0 | 0 | 0 | 0 | Total incl. VAT | […] | […] | […] | […] | […] | […] | […] | […] | […]
|  | Economic useful life | [39 empty] | Economic useful life | […] | […] | […] | […] | […] | […] | […] | […] | […]
|  |  | 1. Planning/design fees | years | 0 | [36 empty] | 1. Planning/design fees | […] | […] | […] | […] | […] | […] | […] | […] | […] | years | lata | […] | […] | […] | […] | […] | […] | […] | […]
|  |  | 2. Land purchase | years | 0 | [36 empty] | 2. Land purchase | […] | […] | […] | […] | […] | […] | […] | […] | […] | years | lata | […] | […] | […] | […] | […] | […] | […] | […]
|  |  | 3. Building and construction | [38 empty] | 3. Building and construction | […] | […] | […] | […] | […] | […] | […] | […] | […] | years | lata | […] | […] | […] | […] | […] | […] | […] | […]
|  |  | a. Construction elements | years | 40 | [36 empty] | a. Construction elements | […] | […] | […] | […] | […] | […] | […] | […] | […] | years | lata | […] | […] | […] | […] | […] | […] | […] | […]
|  |  | b. Insulation and facade | years | 40 | [36 empty] | b. Insulation and facade | […] | […] | […] | […] | […] | […] | […] | […] | […] | years | lata | […] | […] | […] | […] | […] | […] | […] | […]
|  |  | c. Windows | years | 20 | [36 empty] | c. Windows | […] | […] | […] | […] | […] | […] | […] | […] | […] | years | lata | […] | […] | […] | […] | […] | […] | […] | […]
|  |  | d. Seismic retrofit reinforcements | years | 40 | [36 empty] | d. Seismic retrofit reinforcements | […] | […] | […] | […] | […] | […] | […] | […] | […] | years | lata | […] | […] | […] | […] | […] | […] | […] | […]
|  |  | e. Green infrastructure (NBS) | years | 20 | [36 empty] | e. Green infrastructure (NBS) | […] | […] | […] | […] | […] | […] | […] | […] | […] | years | lata | […] | […] | […] | […] | […] | […] | […] | […]
|  |  | f. Other | years | 20 | [36 empty] | f. Other | […] | […] | […] | […] | […] | […] | […] | […] | […] | years | lata | […] | […] | […] | […] | […] | […] | […] | […]
|  |  | 4. Plant and machinery | [38 empty] | 4. Plant and machinery | […] | […] | […] | […] | […] | […] | […] | […] | […] | years | lata | […] | […] | […] | […] | […] | […] | […] | […]
|  |  | a. Heating, ventilation, and air conditioning | years | 15 | [36 empty] | a. Heating, ventilation, and air conditioning | […] | […] | […] | […] | […] | […] | […] | […] | […] | years | lata | […] | […] | […] | […] | […] | […] | […] | […]
|  |  | b. Solar power plant | years | 20 | [36 empty] | b. Solar power plant | […] | […] | […] | […] | […] | […] | […] | […] | […] | years | lata | […] | […] | […] | […] | […] | […] | […] | […]
|  |  | c. Battery energy storage system | years | 10 | [36 empty] | c. Battery energy storage system | […] | […] | […] | […] | […] | […] | […] | […] | […] | years | lata | […] | […] | […] | […] | […] | […] | […] | […]
|  |  | d. Charging equipment | years | 40 | [36 empty] | d. Charging equipment | […] | […] | […] | […] | […] | […] | […] | […] | […] | years | lata | […] | […] | […] | […] | […] | […] | […] | […]
|  |  | e. IT equipment and sensors | years | 10 | [36 empty] | e. IT equipment and sensors | […] | […] | […] | […] | […] | […] | […] | […] | […] | years | lata | […] | […] | […] | […] | […] | […] | […] | […]
|  |  | f. Other electric equipment | years | 10 | [36 empty] | f. Other electric equipment | […] | […] | […] | […] | […] | […] | […] | […] | […] | years | lata | […] | […] | […] | […] | […] | […] | […] | […]
|  |  | g. Indoor lighting | years | 10 | [36 empty] | g. Indoor lighting | […] | […] | […] | […] | […] | […] | […] | […] | […] | years | lata | […] | […] | […] | […] | […] | […] | […] | […]
|  |  | 5. Contingencies | years | 0 | [36 empty] | 5. Contingencies | […] | […] | […] | […] | […] | […] | […] | […] | […] | years | lata | […] | […] | […] | […] | […] | […] | […] | […]
|  |  | 6. Price adjustment | years | 0 | [36 empty] | 6. Price adjustment | […] | […] | […] | […] | […] | […] | […] | […] | […] | years | lata | […] | […] | […] | […] | […] | […] | […] | […]
|  |  | 7. Publicity | years | 0 | [36 empty] | 7. Publicity | […] | […] | […] | […] | […] | […] | […] | […] | […] | years | lata | […] | […] | […] | […] | […] | […] | […] | […]
|  |  | 8. Supervision during contrusction implementation | years | 0 | [36 empty] | 8. Supervision during contrusction implementation | […] | […] | […] | […] | […] | […] | […] | […] | […] | years | lata | […] | […] | […] | […] | […] | […] | […] | […]
|  |  | 9. Technical assistance | years | 0 | [36 empty] | 9. Technical assistance | […] | […] | […] | […] | […] | […] | […] | […] | […] | years | lata | […] | […] | […] | […] | […] | […] | […] | […]
| Replacement & decommissioning costs | [40 empty] | Replacement & decommissioning costs | […] | […] | […] | […] | […] | […] | […] | […] | […]
|  |  | […] | EUR | 0 | 0 | 0 | 0 | 0 | 0 | 0 | 0 | 0 | 0 | 0 | 0 | 0 | 0 | 0 | 0 | 0 | 0 | 0 | 0 | 0 | 0 | 0 | 0 | 0 | 0 | 0 | 0 | 0 | 0 | 0 | 0 | 0 | 0 | 0 | 0 | 0
|  |  | […] | EUR | 0 | 0 | 0 | 0 | 0 | 0 | 0 | 0 | 0 | 0 | 0 | 0 | 0 | 0 | 0 | 0 | 0 | 0 | 0 | 0 | 0 | 0 | 0 | 0 | 0 | 0 | 0 | 0 | 0 | 0 | 0 | 0 | 0 | 0 | 0 | 0 | 0
|  |  | […] | EUR | 0 | 0 | 0 | 0 | 0 | 0 | 0 | 0 | 0 | 0 | 0 | 0 | 0 | 0 | 0 | 0 | 0 | 0 | 0 | 0 | 0 | 0 | 0 | 0 | 0 | 0 | 0 | 0 | 0 | 0 | 0 | 0 | 0 | 0 | 0 | 0 | 0
|  |  | […] | EUR | 0 | 0 | 0 | 0 | 0 | 0 | 0 | 0 | 0 | 0 | 0 | 0 | 0 | 0 | 0 | 0 | 0 | 0 | 0 | 0 | 0 | 0 | 0 | 0 | 0 | 0 | 0 | 0 | 0 | 0 | 0 | 0 | 0 | 0 | 0 | 0 | 0
|  |  | […] | EUR | 0 | 0 | 0 | 0 | 0 | 0 | 0 | 0 | 0 | 0 | 0 | 0 | 0 | 0 | 0 | 0 | 0 | 0 | 0 | 0 | 0 | 0 | 0 | 0 | 0 | 0 | 0 | 0 | 0 | 0 | 0 | 0 | 0 | 0 | 0 | 0 | 0
|  |  | Total cost | EUR | 0 | 0 | 0 | 0 | 0 | 0 | 0 | 0 | 0 | 0 | 0 | 0 | 0 | 0 | 0 | 0 | 0 | 0 | 0 | 0 | 0 | 0 | 0 | 0 | 0 | 0 | 0 | 0 | 0 | 0 | 0 | 0 | 0 | 0 | 0 | 0 | 0 | Total cost | […] | […] | […] | […] | […] | […] | […] | […] | […]
|  |  | VAT expense | EUR | 0 | 0 | 0 | 0 | 0 | 0 | 0 | 0 | 0 | 0 | 0 | 0 | 0 | 0 | 0 | 0 | 0 | 0 | 0 | 0 | 0 | 0 | 0 | 0 | 0 | 0 | 0 | 0 | 0 | 0 | 0 | 0 | 0 | 0 | 0 | 0 | 0 | VAT expense | […] | […] | […] | […] | […] | […] | […] | […] | […]
|  |  | Total cost incl. VAT | EUR | 0 | 0 | 0 | 0 | 0 | 0 | 0 | 0 | 0 | 0 | 0 | 0 | 0 | 0 | 0 | 0 | 0 | 0 | 0 | 0 | 0 | 0 | 0 | 0 | 0 | 0 | 0 | 0 | 0 | 0 | 0 | 0 | 0 | 0 | 0 | 0 | 0 | Total cost incl. VAT | […] | […] | […] | […] | […] | […] | […] | […] | […]
Operating assumptions | [41 empty] | Operating assumptions | […] | […] | […] | […] | […] | […] | […] | […] | […]
| Revenues | [40 empty] | Revenues | […] | […] | […] | […] | […] | […] | […] | […] | […]
|  | Energy sold to grid / consumer | [39 empty] | Energy sold to grid / consumer | […] | […] | […] | […] | […] | […] | […] | […] | […]
|  |  | Quantity | kWh | 694000 | 0 | 10000 | 38000 | 38000 | 38000 | 38000 | 38000 | 38000 | 38000 | 38000 | 38000 | 38000 | 38000 | 38000 | 38000 | 38000 | 38000 | 38000 | 38000 | 38000 | 0 | 0 | 0 | 0 | 0 | 0 | 0 | 0 | 0 | 0 | 0 | 0 | 0 | 0 | 0 | 0 | Quantity | […] | […] | […] | […] | […] | […] | […] | […] | […] | kWh | kWh | […] | […] | […] | […] | […] | […] | […] | […]
|  |  | Price without taxes and subsidies | EUR / kWh |  | 0 | 0.13949 | 0.13949 | 0.13949 | 0.13949 | 0.13949 | 0.13949 | 0.13949 | 0.13949 | 0.13949 | 0.13949 | 0.13949 | 0.13949 | 0.13949 | 0.13949 | 0.13949 | 0.13949 | 0.13949 | 0.13949 | 0.13949 | 0 | 0 | 0 | 0 | 0 | 0 | 0 | 0 | 0 | 0 | 0 | 0 | 0 | 0 | 0 | 0 | Price without taxes and subsidies | […] | […] | […] | […] | […] | […] | […] | […] | […] | kWh | kWh | […] | […] | […] | […] | […] | […] | […] | […]
|  |  | Price with taxes and subsidies | EUR / kWh |  | 0 | 0.15762 | 0.15762 | 0.15762 | 0.15762 | 0.15762 | 0.15762 | 0.15762 | 0.15762 | 0.15762 | 0.15762 | 0.15762 | 0.15762 | 0.15762 | 0.15762 | 0.15762 | 0.15762 | 0.15762 | 0.15762 | 0.15762 | 0 | 0 | 0 | 0 | 0 | 0 | 0 | 0 | 0 | 0 | 0 | 0 | 0 | 0 | 0 | 0 | Price with taxes and subsidies | […] | […] | […] | […] | […] | […] | […] | […] | […] | kWh | kWh | […] | […] | […] | […] | […] | […] | […] | […]
|  |  | VAT / special taxes | EUR / kWh |  | 0 | 0.018133 | 0.018133 | 0.018133 | 0.018133 | 0.018133 | 0.018133 | 0.018133 | 0.018133 | 0.018133 | 0.018133 | 0.018133 | 0.018133 | 0.018133 | 0.018133 | 0.018133 | 0.018133 | 0.018133 | 0.018133 | 0.018133 | 0 | 0 | 0 | 0 | 0 | 0 | 0 | 0 | 0 | 0 | 0 | 0 | 0 | 0 | 0 | 0 | VAT / special taxes | […] | […] | […] | […] | […] | […] | […] | […] | […] | kWh | kWh | […] | […] | […] | […] | […] | […] | […] | […]
|  |  | Subsidies | EUR / kWh |  | 0 | 0 | 0 | 0 | 0 | 0 | 0 | 0 | 0 | 0 | 0 | 0 | 0 | 0 | 0 | 0 | 0 | 0 | 0 | 0 | 0 | 0 | 0 | 0 | 0 | 0 | 0 | 0 | 0 | 0 | 0 | 0 | 0 | 0 | 0 | 0 | Subsidies | […] | […] | […] | […] | […] | […] | […] | […] | […] | kWh | kWh | […] | […] | […] | […] | […] | […] | […] | […]
|  |  | Total revenues - without taxes and subsidies | EUR | 96802.7392 | 0 | 1394.8521 | 5300.4382 | 5300.4382 | 5300.4382 | 5300.4382 | 5300.4382 | 5300.4382 | 5300.4382 | 5300.4382 | 5300.4382 | 5300.4382 | 5300.4382 | 5300.4382 | 5300.4382 | 5300.4382 | 5300.4382 | 5300.4382 | 5300.4382 | 5300.4382 | 0 | 0 | 0 | 0 | 0 | 0 | 0 | 0 | 0 | 0 | 0 | 0 | 0 | 0 | 0 | 0 | Total revenues - without taxes and subsidies | […] | […] | […] | […] | […] | […] | […] | […] | […]
|  |  | Total revenues - with taxes and subsidies | EUR | 109387.0953 | 0 | 1576.1829 | 5989.4951 | 5989.4951 | 5989.4951 | 5989.4951 | 5989.4951 | 5989.4951 | 5989.4951 | 5989.4951 | 5989.4951 | 5989.4951 | 5989.4951 | 5989.4951 | 5989.4951 | 5989.4951 | 5989.4951 | 5989.4951 | 5989.4951 | 5989.4951 | 0 | 0 | 0 | 0 | 0 | 0 | 0 | 0 | 0 | 0 | 0 | 0 | 0 | 0 | 0 | 0 | Total revenues - with taxes and subsidies | […] | […] | […] | […] | […] | […] | […] | […] | […]
|  | Energy produced for own needs | [39 empty] | Energy produced for own needs | […] | […] | […] | […] | […] | […] | […] | […] | […]
|  |  | Quantity | kWh | 760000 | 0 | 40000 | 40000 | 40000 | 40000 | 40000 | 40000 | 40000 | 40000 | 40000 | 40000 | 40000 | 40000 | 40000 | 40000 | 40000 | 40000 | 40000 | 40000 | 40000 | 0 | 0 | 0 | 0 | 0 | 0 | 0 | 0 | 0 | 0 | 0 | 0 | 0 | 0 | 0 | 0 | Quantity | […] | […] | […] | […] | […] | […] | […] | […] | […] | kWh | kWh | […] | […] | […] | […] | […] | […] | […] | […]
|  |  | Price without taxes and subsidies | EUR / kWh |  | 0 | 0.13949 | 0.13949 | 0.13949 | 0.13949 | 0.13949 | 0.13949 | 0.13949 | 0.13949 | 0.13949 | 0.13949 | 0.13949 | 0.13949 | 0.13949 | 0.13949 | 0.13949 | 0.13949 | 0.13949 | 0.13949 | 0.13949 | 0 | 0 | 0 | 0 | 0 | 0 | 0 | 0 | 0 | 0 | 0 | 0 | 0 | 0 | 0 | 0 | Price without taxes and subsidies | […] | […] | […] | […] | […] | […] | […] | […] | […] | kWh | kWh | […] | […] | […] | […] | […] | […] | […] | […]
|  |  | Price with taxes and subsidies | EUR / kWh |  | 0 | 0.15762 | 0.15762 | 0.15762 | 0.15762 | 0.15762 | 0.15762 | 0.15762 | 0.15762 | 0.15762 | 0.15762 | 0.15762 | 0.15762 | 0.15762 | 0.15762 | 0.15762 | 0.15762 | 0.15762 | 0.15762 | 0.15762 | 0 | 0 | 0 | 0 | 0 | 0 | 0 | 0 | 0 | 0 | 0 | 0 | 0 | 0 | 0 | 0 | Price with taxes and subsidies | […] | […] | […] | […] | […] | […] | […] | […] | […] | kWh | kWh | […] | […] | […] | […] | […] | […] | […] | […]
|  |  | VAT / special taxes | EUR / kWh |  | 0 | 0.018133 | 0.018133 | 0.018133 | 0.018133 | 0.018133 | 0.018133 | 0.018133 | 0.018133 | 0.018133 | 0.018133 | 0.018133 | 0.018133 | 0.018133 | 0.018133 | 0.018133 | 0.018133 | 0.018133 | 0.018133 | 0.018133 | 0 | 0 | 0 | 0 | 0 | 0 | 0 | 0 | 0 | 0 | 0 | 0 | 0 | 0 | 0 | 0 | VAT / special taxes | […] | […] | […] | […] | […] | […] | […] | […] | […] | kWh | kWh | […] | […] | […] | […] | […] | […] | […] | […]
|  |  | Subsidies | EUR / kWh |  | 0 | 0 | 0 | 0 | 0 | 0 | 0 | 0 | 0 | 0 | 0 | 0 | 0 | 0 | 0 | 0 | 0 | 0 | 0 | 0 | 0 | 0 | 0 | 0 | 0 | 0 | 0 | 0 | 0 | 0 | 0 | 0 | 0 | 0 | 0 | 0 | Subsidies | […] | […] | […] | […] | […] | […] | […] | […] | […] | kWh | kWh | […] | […] | […] | […] | […] | […] | […] | […]
|  |  | Total savings - without taxes and subsidies | EUR | 106008.7634 | 0 | 5579.4086 | 5579.4086 | 5579.4086 | 5579.4086 | 5579.4086 | 5579.4086 | 5579.4086 | 5579.4086 | 5579.4086 | 5579.4086 | 5579.4086 | 5579.4086 | 5579.4086 | 5579.4086 | 5579.4086 | 5579.4086 | 5579.4086 | 5579.4086 | 5579.4086 | 0 | 0 | 0 | 0 | 0 | 0 | 0 | 0 | 0 | 0 | 0 | 0 | 0 | 0 | 0 | 0 | Total savings - without taxes and subsidies | […] | […] | […] | […] | […] | […] | […] | […] | […]
|  |  | Total savings - with taxes and subsidies | EUR | 119789.9026 | 0 | 6304.7317 | 6304.7317 | 6304.7317 | 6304.7317 | 6304.7317 | 6304.7317 | 6304.7317 | 6304.7317 | 6304.7317 | 6304.7317 | 6304.7317 | 6304.7317 | 6304.7317 | 6304.7317 | 6304.7317 | 6304.7317 | 6304.7317 | 6304.7317 | 6304.7317 | 0 | 0 | 0 | 0 | 0 | 0 | 0 | 0 | 0 | 0 | 0 | 0 | 0 | 0 | 0 | 0 | Total savings - with taxes and subsidies | […] | […] | […] | […] | […] | […] | […] | […] | […]
|  | Operation and maintenance fee (O&M) | [39 empty] | Operation and maintenance fee (O&M) | […] | […] | […] | […] | […] | […] | […] | […] | […]
|  |  | […] | EUR | 0 | 0 | 0 | 0 | 0 | 0 | 0 | 0 | 0 | 0 | 0 | 0 | 0 | 0 | 0 | 0 | 0 | 0 | 0 | 0 | 0 | 0 | 0 | 0 | 0 | 0 | 0 | 0 | 0 | 0 | 0 | 0 | 0 | 0 | 0 | 0 | 0
|  |  | […] | EUR | 0 | 0 | 0 | 0 | 0 | 0 | 0 | 0 | 0 | 0 | 0 | 0 | 0 | 0 | 0 | 0 | 0 | 0 | 0 | 0 | 0 | 0 | 0 | 0 | 0 | 0 | 0 | 0 | 0 | 0 | 0 | 0 | 0 | 0 | 0 | 0 | 0
|  |  | […] | EUR | 0 | 0 | 0 | 0 | 0 | 0 | 0 | 0 | 0 | 0 | 0 | 0 | 0 | 0 | 0 | 0 | 0 | 0 | 0 | 0 | 0 | 0 | 0 | 0 | 0 | 0 | 0 | 0 | 0 | 0 | 0 | 0 | 0 | 0 | 0 | 0 | 0
|  |  | […] | EUR | 0 | 0 | 0 | 0 | 0 | 0 | 0 | 0 | 0 | 0 | 0 | 0 | 0 | 0 | 0 | 0 | 0 | 0 | 0 | 0 | 0 | 0 | 0 | 0 | 0 | 0 | 0 | 0 | 0 | 0 | 0 | 0 | 0 | 0 | 0 | 0 | 0
|  |  | […] | EUR | 0 | 0 | 0 | 0 | 0 | 0 | 0 | 0 | 0 | 0 | 0 | 0 | 0 | 0 | 0 | 0 | 0 | 0 | 0 | 0 | 0 | 0 | 0 | 0 | 0 | 0 | 0 | 0 | 0 | 0 | 0 | 0 | 0 | 0 | 0 | 0 | 0
|  |  | Total revenues | EUR | 0 | 0 | 0 | 0 | 0 | 0 | 0 | 0 | 0 | 0 | 0 | 0 | 0 | 0 | 0 | 0 | 0 | 0 | 0 | 0 | 0 | 0 | 0 | 0 | 0 | 0 | 0 | 0 | 0 | 0 | 0 | 0 | 0 | 0 | 0 | 0 | 0 | Total revenues | […] | […] | […] | […] | […] | […] | […] | […] | […]
|  |  | VAT | EUR | 0 | 0 | 0 | 0 | 0 | 0 | 0 | 0 | 0 | 0 | 0 | 0 | 0 | 0 | 0 | 0 | 0 | 0 | 0 | 0 | 0 | 0 | 0 | 0 | 0 | 0 | 0 | 0 | 0 | 0 | 0 | 0 | 0 | 0 | 0 | 0 | 0 | VAT | […] | […] | […] | […] | […] | […] | […] | […] | […]
|  |  | Total revenues incl. VAT | EUR | 0 | 0 | 0 | 0 | 0 | 0 | 0 | 0 | 0 | 0 | 0 | 0 | 0 | 0 | 0 | 0 | 0 | 0 | 0 | 0 | 0 | 0 | 0 | 0 | 0 | 0 | 0 | 0 | 0 | 0 | 0 | 0 | 0 | 0 | 0 | 0 | 0 | Total revenues incl. VAT | […] | […] | […] | […] | […] | […] | […] | […] | […]
|  | Other | [39 empty] | Other | […] | […] | […] | […] | […] | […] | […] | […] | […]
|  |  | […] | EUR | 0 | 0 | 0 | 0 | 0 | 0 | 0 | 0 | 0 | 0 | 0 | 0 | 0 | 0 | 0 | 0 | 0 | 0 | 0 | 0 | 0 | 0 | 0 | 0 | 0 | 0 | 0 | 0 | 0 | 0 | 0 | 0 | 0 | 0 | 0 | 0 | 0
|  |  | […] | EUR | 0 | 0 | 0 | 0 | 0 | 0 | 0 | 0 | 0 | 0 | 0 | 0 | 0 | 0 | 0 | 0 | 0 | 0 | 0 | 0 | 0 | 0 | 0 | 0 | 0 | 0 | 0 | 0 | 0 | 0 | 0 | 0 | 0 | 0 | 0 | 0 | 0
|  |  | […] | EUR | 0 | 0 | 0 | 0 | 0 | 0 | 0 | 0 | 0 | 0 | 0 | 0 | 0 | 0 | 0 | 0 | 0 | 0 | 0 | 0 | 0 | 0 | 0 | 0 | 0 | 0 | 0 | 0 | 0 | 0 | 0 | 0 | 0 | 0 | 0 | 0 | 0
|  |  | […] | EUR | 0 | 0 | 0 | 0 | 0 | 0 | 0 | 0 | 0 | 0 | 0 | 0 | 0 | 0 | 0 | 0 | 0 | 0 | 0 | 0 | 0 | 0 | 0 | 0 | 0 | 0 | 0 | 0 | 0 | 0 | 0 | 0 | 0 | 0 | 0 | 0 | 0
|  |  | […] | EUR | 0 | 0 | 0 | 0 | 0 | 0 | 0 | 0 | 0 | 0 | 0 | 0 | 0 | 0 | 0 | 0 | 0 | 0 | 0 | 0 | 0 | 0 | 0 | 0 | 0 | 0 | 0 | 0 | 0 | 0 | 0 | 0 | 0 | 0 | 0 | 0 | 0
|  |  | Total revenues | EUR | 0 | 0 | 0 | 0 | 0 | 0 | 0 | 0 | 0 | 0 | 0 | 0 | 0 | 0 | 0 | 0 | 0 | 0 | 0 | 0 | 0 | 0 | 0 | 0 | 0 | 0 | 0 | 0 | 0 | 0 | 0 | 0 | 0 | 0 | 0 | 0 | 0 | Total revenues | […] | […] | […] | […] | […] | […] | […] | […] | […]
|  |  | VAT | EUR | 0 | 0 | 0 | 0 | 0 | 0 | 0 | 0 | 0 | 0 | 0 | 0 | 0 | 0 | 0 | 0 | 0 | 0 | 0 | 0 | 0 | 0 | 0 | 0 | 0 | 0 | 0 | 0 | 0 | 0 | 0 | 0 | 0 | 0 | 0 | 0 | 0 | VAT | […] | […] | […] | […] | […] | […] | […] | […] | […]
|  |  | Total revenues incl. VAT | EUR | 0 | 0 | 0 | 0 | 0 | 0 | 0 | 0 | 0 | 0 | 0 | 0 | 0 | 0 | 0 | 0 | 0 | 0 | 0 | 0 | 0 | 0 | 0 | 0 | 0 | 0 | 0 | 0 | 0 | 0 | 0 | 0 | 0 | 0 | 0 | 0 | 0 | Total revenues incl. VAT | […] | […] | […] | […] | […] | […] | […] | […] | […]
|  | Summary | [39 empty] | Summary | […] | […] | […] | […] | […] | […] | […] | […] | […]
|  |  | Energy sold to grid / consumer | EUR | 96802.7392 | 0 | 1394.8521 | 5300.4382 | 5300.4382 | 5300.4382 | 5300.4382 | 5300.4382 | 5300.4382 | 5300.4382 | 5300.4382 | 5300.4382 | 5300.4382 | 5300.4382 | 5300.4382 | 5300.4382 | 5300.4382 | 5300.4382 | 5300.4382 | 5300.4382 | 5300.4382 | 0 | 0 | 0 | 0 | 0 | 0 | 0 | 0 | 0 | 0 | 0 | 0 | 0 | 0 | 0 | 0 | Energy sold to grid / consumer | […] | […] | […] | […] | […] | […] | […] | […] | […]
|  |  | Energy produced for own needs | EUR | 106008.7634 | 0 | 5579.4086 | 5579.4086 | 5579.4086 | 5579.4086 | 5579.4086 | 5579.4086 | 5579.4086 | 5579.4086 | 5579.4086 | 5579.4086 | 5579.4086 | 5579.4086 | 5579.4086 | 5579.4086 | 5579.4086 | 5579.4086 | 5579.4086 | 5579.4086 | 5579.4086 | 0 | 0 | 0 | 0 | 0 | 0 | 0 | 0 | 0 | 0 | 0 | 0 | 0 | 0 | 0 | 0 | Energy produced for own needs | […] | […] | […] | […] | […] | […] | […] | […] | […]
|  |  | Operation and maintenance fee (O&M) | EUR | 0 | 0 | 0 | 0 | 0 | 0 | 0 | 0 | 0 | 0 | 0 | 0 | 0 | 0 | 0 | 0 | 0 | 0 | 0 | 0 | 0 | 0 | 0 | 0 | 0 | 0 | 0 | 0 | 0 | 0 | 0 | 0 | 0 | 0 | 0 | 0 | 0 | Operation and maintenance fee (O&M) | […] | […] | […] | […] | […] | […] | […] | […] | […]
|  |  | Other | EUR | 0 | 0 | 0 | 0 | 0 | 0 | 0 | 0 | 0 | 0 | 0 | 0 | 0 | 0 | 0 | 0 | 0 | 0 | 0 | 0 | 0 | 0 | 0 | 0 | 0 | 0 | 0 | 0 | 0 | 0 | 0 | 0 | 0 | 0 | 0 | 0 | 0 | Other | […] | […] | […] | […] | […] | […] | […] | […] | […]
|  |  | Total revenues | EUR | 202811.5026 | 0 | 6974.2607 | 10879.8468 | 10879.8468 | 10879.8468 | 10879.8468 | 10879.8468 | 10879.8468 | 10879.8468 | 10879.8468 | 10879.8468 | 10879.8468 | 10879.8468 | 10879.8468 | 10879.8468 | 10879.8468 | 10879.8468 | 10879.8468 | 10879.8468 | 10879.8468 | 0 | 0 | 0 | 0 | 0 | 0 | 0 | 0 | 0 | 0 | 0 | 0 | 0 | 0 | 0 | 0 | Total revenues | […] | […] | […] | […] | […] | […] | […] | […] | […]
|  |  | Energy sold to grid / consumer | EUR | 109387.0953 | 0 | 1576.1829 | 5989.4951 | 5989.4951 | 5989.4951 | 5989.4951 | 5989.4951 | 5989.4951 | 5989.4951 | 5989.4951 | 5989.4951 | 5989.4951 | 5989.4951 | 5989.4951 | 5989.4951 | 5989.4951 | 5989.4951 | 5989.4951 | 5989.4951 | 5989.4951 | 0 | 0 | 0 | 0 | 0 | 0 | 0 | 0 | 0 | 0 | 0 | 0 | 0 | 0 | 0 | 0 | Energy sold to grid / consumer | […] | […] | […] | […] | […] | […] | […] | […] | […]
|  |  | Energy produced for own needs | EUR | 119789.9026 | 0 | 6304.7317 | 6304.7317 | 6304.7317 | 6304.7317 | 6304.7317 | 6304.7317 | 6304.7317 | 6304.7317 | 6304.7317 | 6304.7317 | 6304.7317 | 6304.7317 | 6304.7317 | 6304.7317 | 6304.7317 | 6304.7317 | 6304.7317 | 6304.7317 | 6304.7317 | 0 | 0 | 0 | 0 | 0 | 0 | 0 | 0 | 0 | 0 | 0 | 0 | 0 | 0 | 0 | 0 | Energy produced for own needs | […] | […] | […] | […] | […] | […] | […] | […] | […]
|  |  | Operation and maintenance fee (O&M) | EUR | 0 | 0 | 0 | 0 | 0 | 0 | 0 | 0 | 0 | 0 | 0 | 0 | 0 | 0 | 0 | 0 | 0 | 0 | 0 | 0 | 0 | 0 | 0 | 0 | 0 | 0 | 0 | 0 | 0 | 0 | 0 | 0 | 0 | 0 | 0 | 0 | 0 | Operation and maintenance fee (O&M) | […] | […] | […] | […] | […] | […] | […] | […] | […]
|  |  | Other | EUR | 0 | 0 | 0 | 0 | 0 | 0 | 0 | 0 | 0 | 0 | 0 | 0 | 0 | 0 | 0 | 0 | 0 | 0 | 0 | 0 | 0 | 0 | 0 | 0 | 0 | 0 | 0 | 0 | 0 | 0 | 0 | 0 | 0 | 0 | 0 | 0 | 0 | Other | […] | […] | […] | […] | […] | […] | […] | […] | […]
|  |  | Total revenues incl. VAT | EUR | 229176.9979 | 0 | 7880.9146 | 12294.2268 | 12294.2268 | 12294.2268 | 12294.2268 | 12294.2268 | 12294.2268 | 12294.2268 | 12294.2268 | 12294.2268 | 12294.2268 | 12294.2268 | 12294.2268 | 12294.2268 | 12294.2268 | 12294.2268 | 12294.2268 | 12294.2268 | 12294.2268 | 0 | 0 | 0 | 0 | 0 | 0 | 0 | 0 | 0 | 0 | 0 | 0 | 0 | 0 | 0 | 0 | Total revenues incl. VAT | […] | […] | […] | […] | […] | […] | […] | […] | […]
| Operating costs - current costs before energy renovation | [40 empty] | Operating costs - current costs before energy renovation | […] | […] | […] | […] | […] | […] | […] | […] | […]
|  | Energy consumption - by energy carrier | [39 empty] | Energy consumption - by energy carrier | […] | […] | […] | […] | […] | […] | […] | […] | […]
|  |  | Electricity | [38 empty] | Electricity | […] | […] | […] | […] | […] | […] | […] | […] | […]
|  |  | Quantity | kWh | 2850000 | 0 | 150000 | 150000 | 150000 | 150000 | 150000 | 150000 | 150000 | 150000 | 150000 | 150000 | 150000 | 150000 | 150000 | 150000 | 150000 | 150000 | 150000 | 150000 | 150000 | 0 | 0 | 0 | 0 | 0 | 0 | 0 | 0 | 0 | 0 | 0 | 0 | 0 | 0 | 0 | 0 | Quantity | […] | […] | […] | […] | […] | […] | […] | […] | […] | kWh | kWh | […] | […] | […] | […] | […] | […] | […] | […]
|  |  | Price without taxes and subsidies | EUR / kWh |  | 0 | 0.13949 | 0.13949 | 0.13949 | 0.13949 | 0.13949 | 0.13949 | 0.13949 | 0.13949 | 0.13949 | 0.13949 | 0.13949 | 0.13949 | 0.13949 | 0.13949 | 0.13949 | 0.13949 | 0.13949 | 0.13949 | 0.13949 | 0 | 0 | 0 | 0 | 0 | 0 | 0 | 0 | 0 | 0 | 0 | 0 | 0 | 0 | 0 | 0 | Price without taxes and subsidies | […] | […] | […] | […] | […] | […] | […] | […] | […] | kWh | kWh | […] | […] | […] | […] | […] | […] | […] | […]
|  |  | Price with taxes and subsidies | EUR / kWh |  | 0 | 0.15949 | 0.15949 | 0.15949 | 0.15949 | 0.15949 | 0.15949 | 0.15949 | 0.15949 | 0.15949 | 0.15949 | 0.15949 | 0.15949 | 0.15949 | 0.15949 | 0.15949 | 0.15949 | 0.15949 | 0.15949 | 0.15949 | 0 | 0 | 0 | 0 | 0 | 0 | 0 | 0 | 0 | 0 | 0 | 0 | 0 | 0 | 0 | 0 | Price with taxes and subsidies | […] | […] | […] | […] | […] | […] | […] | […] | […] | kWh | kWh | […] | […] | […] | […] | […] | […] | […] | […]
|  |  | VAT / special taxes | EUR / kWh |  | 0 | 0.02 | 0.02 | 0.02 | 0.02 | 0.02 | 0.02 | 0.02 | 0.02 | 0.02 | 0.02 | 0.02 | 0.02 | 0.02 | 0.02 | 0.02 | 0.02 | 0.02 | 0.02 | 0.02 | 0 | 0 | 0 | 0 | 0 | 0 | 0 | 0 | 0 | 0 | 0 | 0 | 0 | 0 | 0 | 0 | VAT / special taxes | […] | […] | […] | […] | […] | […] | […] | […] | […] | kWh | kWh | […] | […] | […] | […] | […] | […] | […] | […]
|  |  | Subsidies | EUR / kWh |  | 0 | 0 | 0 | 0 | 0 | 0 | 0 | 0 | 0 | 0 | 0 | 0 | 0 | 0 | 0 | 0 | 0 | 0 | 0 | 0 | 0 | 0 | 0 | 0 | 0 | 0 | 0 | 0 | 0 | 0 | 0 | 0 | 0 | 0 | 0 | 0 | Subsidies | […] | […] | […] | […] | […] | […] | […] | […] | […] | kWh | kWh | […] | […] | […] | […] | […] | […] | […] | […]
|  |  | Total cost - without taxes and subsidies | EUR | 397532.8627 | 0 | 20922.7822 | 20922.7822 | 20922.7822 | 20922.7822 | 20922.7822 | 20922.7822 | 20922.7822 | 20922.7822 | 20922.7822 | 20922.7822 | 20922.7822 | 20922.7822 | 20922.7822 | 20922.7822 | 20922.7822 | 20922.7822 | 20922.7822 | 20922.7822 | 20922.7822 | 0 | 0 | 0 | 0 | 0 | 0 | 0 | 0 | 0 | 0 | 0 | 0 | 0 | 0 | 0 | 0 | Total cost - without taxes and subsidies | […] | […] | […] | […] | […] | […] | […] | […] | […]
|  |  | Total cost - with taxes and subsidies | EUR | 454532.8627 | 0 | 23922.7822 | 23922.7822 | 23922.7822 | 23922.7822 | 23922.7822 | 23922.7822 | 23922.7822 | 23922.7822 | 23922.7822 | 23922.7822 | 23922.7822 | 23922.7822 | 23922.7822 | 23922.7822 | 23922.7822 | 23922.7822 | 23922.7822 | 23922.7822 | 23922.7822 | 0 | 0 | 0 | 0 | 0 | 0 | 0 | 0 | 0 | 0 | 0 | 0 | 0 | 0 | 0 | 0 | Total cost - with taxes and subsidies | […] | […] | […] | […] | […] | […] | […] | […] | […]
|  |  | Gas | [38 empty] | Gas | […] | […] | […] | […] | […] | […] | […] | […] | […]
|  |  | Quantity | kWh | 8936441 | 0 | 470339 | 470339 | 470339 | 470339 | 470339 | 470339 | 470339 | 470339 | 470339 | 470339 | 470339 | 470339 | 470339 | 470339 | 470339 | 470339 | 470339 | 470339 | 470339 | 0 | 0 | 0 | 0 | 0 | 0 | 0 | 0 | 0 | 0 | 0 | 0 | 0 | 0 | 0 | 0 | Quantity | […] | […] | […] | […] | […] | […] | […] | […] | […] | kWh | kWh | […] | […] | […] | […] | […] | […] | […] | […]
|  |  | Price without taxes and subsidies | EUR / kWh |  | 0 | 0.037631 | 0.037631 | 0.037631 | 0.037631 | 0.037631 | 0.037631 | 0.037631 | 0.037631 | 0.037631 | 0.037631 | 0.037631 | 0.037631 | 0.037631 | 0.037631 | 0.037631 | 0.037631 | 0.037631 | 0.037631 | 0.037631 | 0 | 0 | 0 | 0 | 0 | 0 | 0 | 0 | 0 | 0 | 0 | 0 | 0 | 0 | 0 | 0 | Price without taxes and subsidies | […] | […] | […] | […] | […] | […] | […] | […] | […] | kWh | kWh | […] | […] | […] | […] | […] | […] | […] | […]
|  |  | Price with taxes and subsidies | EUR / kWh |  | 0 | 0.046287 | 0.046287 | 0.046287 | 0.046287 | 0.046287 | 0.046287 | 0.046287 | 0.046287 | 0.046287 | 0.046287 | 0.046287 | 0.046287 | 0.046287 | 0.046287 | 0.046287 | 0.046287 | 0.046287 | 0.046287 | 0.046287 | 0 | 0 | 0 | 0 | 0 | 0 | 0 | 0 | 0 | 0 | 0 | 0 | 0 | 0 | 0 | 0 | Price with taxes and subsidies | […] | […] | […] | […] | […] | […] | […] | […] | […] | kWh | kWh | […] | […] | […] | […] | […] | […] | […] | […]
|  |  | VAT / special taxes | EUR / kWh |  | 0 | 0.0086552 | 0.0086552 | 0.0086552 | 0.0086552 | 0.0086552 | 0.0086552 | 0.0086552 | 0.0086552 | 0.0086552 | 0.0086552 | 0.0086552 | 0.0086552 | 0.0086552 | 0.0086552 | 0.0086552 | 0.0086552 | 0.0086552 | 0.0086552 | 0.0086552 | 0 | 0 | 0 | 0 | 0 | 0 | 0 | 0 | 0 | 0 | 0 | 0 | 0 | 0 | 0 | 0 | VAT / special taxes | […] | […] | […] | […] | […] | […] | […] | […] | […] | kWh | kWh | […] | […] | […] | […] | […] | […] | […] | […]
|  |  | Subsidies | EUR / kWh |  | 0 | 0 | 0 | 0 | 0 | 0 | 0 | 0 | 0 | 0 | 0 | 0 | 0 | 0 | 0 | 0 | 0 | 0 | 0 | 0 | 0 | 0 | 0 | 0 | 0 | 0 | 0 | 0 | 0 | 0 | 0 | 0 | 0 | 0 | 0 | 0 | Subsidies | […] | […] | […] | […] | […] | […] | […] | […] | […] | kWh | kWh | […] | […] | […] | […] | […] | […] | […] | […]
|  |  | Total cost - without taxes and subsidies | EUR | 336291.5991 | 0 | 17699.5578 | 17699.5578 | 17699.5578 | 17699.5578 | 17699.5578 | 17699.5578 | 17699.5578 | 17699.5578 | 17699.5578 | 17699.5578 | 17699.5578 | 17699.5578 | 17699.5578 | 17699.5578 | 17699.5578 | 17699.5578 | 17699.5578 | 17699.5578 | 17699.5578 | 0 | 0 | 0 | 0 | 0 | 0 | 0 | 0 | 0 | 0 | 0 | 0 | 0 | 0 | 0 | 0 | Total cost - without taxes and subsidies | […] | […] | […] | […] | […] | […] | […] | […] | […]
|  |  | Total cost - with taxes and subsidies | EUR | 413638.6668 | 0 | 21770.4561 | 21770.4561 | 21770.4561 | 21770.4561 | 21770.4561 | 21770.4561 | 21770.4561 | 21770.4561 | 21770.4561 | 21770.4561 | 21770.4561 | 21770.4561 | 21770.4561 | 21770.4561 | 21770.4561 | 21770.4561 | 21770.4561 | 21770.4561 | 21770.4561 | 0 | 0 | 0 | 0 | 0 | 0 | 0 | 0 | 0 | 0 | 0 | 0 | 0 | 0 | 0 | 0 | Total cost - with taxes and subsidies | […] | […] | […] | […] | […] | […] | […] | […] | […]
|  |  | Fuel oil | [38 empty] | Fuel oil | […] | […] | […] | […] | […] | […] | […] | […] | […]
|  |  | Quantity | kWh | 0 | 0 | 0 | 0 | 0 | 0 | 0 | 0 | 0 | 0 | 0 | 0 | 0 | 0 | 0 | 0 | 0 | 0 | 0 | 0 | 0 | 0 | 0 | 0 | 0 | 0 | 0 | 0 | 0 | 0 | 0 | 0 | 0 | 0 | 0 | 0 | 0 | Quantity | […] | […] | […] | […] | […] | […] | […] | […] | […] | kWh | kWh | […] | […] | […] | […] | […] | […] | […] | […]
|  |  | Price without taxes and subsidies | EUR / kWh |  | 0 | 0 | 0 | 0 | 0 | 0 | 0 | 0 | 0 | 0 | 0 | 0 | 0 | 0 | 0 | 0 | 0 | 0 | 0 | 0 | 0 | 0 | 0 | 0 | 0 | 0 | 0 | 0 | 0 | 0 | 0 | 0 | 0 | 0 | 0 | 0 | Price without taxes and subsidies | […] | […] | […] | […] | […] | […] | […] | […] | […] | kWh | kWh | […] | […] | […] | […] | […] | […] | […] | […]
|  |  | Price with taxes and subsidies | EUR / kWh |  | 0 | 0 | 0 | 0 | 0 | 0 | 0 | 0 | 0 | 0 | 0 | 0 | 0 | 0 | 0 | 0 | 0 | 0 | 0 | 0 | 0 | 0 | 0 | 0 | 0 | 0 | 0 | 0 | 0 | 0 | 0 | 0 | 0 | 0 | 0 | 0 | Price with taxes and subsidies | […] | […] | […] | […] | […] | […] | […] | […] | […] | kWh | kWh | […] | […] | […] | […] | […] | […] | […] | […]
|  |  | VAT / special taxes | EUR / kWh |  | 0 | 0 | 0 | 0 | 0 | 0 | 0 | 0 | 0 | 0 | 0 | 0 | 0 | 0 | 0 | 0 | 0 | 0 | 0 | 0 | 0 | 0 | 0 | 0 | 0 | 0 | 0 | 0 | 0 | 0 | 0 | 0 | 0 | 0 | 0 | 0 | VAT / special taxes | […] | […] | […] | […] | […] | […] | […] | […] | […] | kWh | kWh | […] | […] | […] | […] | […] | […] | […] | […]
|  |  | Subsidies | EUR / kWh |  | 0 | 0 | 0 | 0 | 0 | 0 | 0 | 0 | 0 | 0 | 0 | 0 | 0 | 0 | 0 | 0 | 0 | 0 | 0 | 0 | 0 | 0 | 0 | 0 | 0 | 0 | 0 | 0 | 0 | 0 | 0 | 0 | 0 | 0 | 0 | 0 | Subsidies | […] | […] | […] | […] | […] | […] | […] | […] | […] | kWh | kWh | […] | […] | […] | […] | […] | […] | […] | […]
|  |  | Total cost - without taxes and subsidies | EUR | 0 | 0 | 0 | 0 | 0 | 0 | 0 | 0 | 0 | 0 | 0 | 0 | 0 | 0 | 0 | 0 | 0 | 0 | 0 | 0 | 0 | 0 | 0 | 0 | 0 | 0 | 0 | 0 | 0 | 0 | 0 | 0 | 0 | 0 | 0 | 0 | 0 | Total cost - without taxes and subsidies | […] | […] | […] | […] | […] | […] | […] | […] | […]
|  |  | Total cost - with taxes and subsidies | EUR | 0 | 0 | 0 | 0 | 0 | 0 | 0 | 0 | 0 | 0 | 0 | 0 | 0 | 0 | 0 | 0 | 0 | 0 | 0 | 0 | 0 | 0 | 0 | 0 | 0 | 0 | 0 | 0 | 0 | 0 | 0 | 0 | 0 | 0 | 0 | 0 | 0 | Total cost - with taxes and subsidies | […] | […] | […] | […] | […] | […] | […] | […] | […]
|  |  | LPG | [38 empty] | LPG | […] | […] | […] | […] | […] | […] | […] | […] | […]
|  |  | Quantity | kWh | 0 | 0 | 0 | 0 | 0 | 0 | 0 | 0 | 0 | 0 | 0 | 0 | 0 | 0 | 0 | 0 | 0 | 0 | 0 | 0 | 0 | 0 | 0 | 0 | 0 | 0 | 0 | 0 | 0 | 0 | 0 | 0 | 0 | 0 | 0 | 0 | 0 | Quantity | […] | […] | […] | […] | […] | […] | […] | […] | […] | kWh | kWh | […] | […] | […] | […] | […] | […] | […] | […]
|  |  | Price without taxes and subsidies | EUR / kWh |  | 0 | 0 | 0 | 0 | 0 | 0 | 0 | 0 | 0 | 0 | 0 | 0 | 0 | 0 | 0 | 0 | 0 | 0 | 0 | 0 | 0 | 0 | 0 | 0 | 0 | 0 | 0 | 0 | 0 | 0 | 0 | 0 | 0 | 0 | 0 | 0 | Price without taxes and subsidies | […] | […] | […] | […] | […] | […] | […] | […] | […] | kWh | kWh | […] | […] | […] | […] | […] | […] | […] | […]
|  |  | Price with taxes and subsidies | EUR / kWh |  | 0 | 0 | 0 | 0 | 0 | 0 | 0 | 0 | 0 | 0 | 0 | 0 | 0 | 0 | 0 | 0 | 0 | 0 | 0 | 0 | 0 | 0 | 0 | 0 | 0 | 0 | 0 | 0 | 0 | 0 | 0 | 0 | 0 | 0 | 0 | 0 | Price with taxes and subsidies | […] | […] | […] | […] | […] | […] | […] | […] | […] | kWh | kWh | […] | […] | […] | […] | […] | […] | […] | […]
|  |  | VAT / special taxes | EUR / kWh |  | 0 | 0 | 0 | 0 | 0 | 0 | 0 | 0 | 0 | 0 | 0 | 0 | 0 | 0 | 0 | 0 | 0 | 0 | 0 | 0 | 0 | 0 | 0 | 0 | 0 | 0 | 0 | 0 | 0 | 0 | 0 | 0 | 0 | 0 | 0 | 0 | VAT / special taxes | […] | […] | […] | […] | […] | […] | […] | […] | […] | kWh | kWh | […] | […] | […] | […] | […] | […] | […] | […]
|  |  | Subsidies | EUR / kWh |  | 0 | 0 | 0 | 0 | 0 | 0 | 0 | 0 | 0 | 0 | 0 | 0 | 0 | 0 | 0 | 0 | 0 | 0 | 0 | 0 | 0 | 0 | 0 | 0 | 0 | 0 | 0 | 0 | 0 | 0 | 0 | 0 | 0 | 0 | 0 | 0 | Subsidies | […] | […] | […] | […] | […] | […] | […] | […] | […] | kWh | kWh | […] | […] | […] | […] | […] | […] | […] | […]
|  |  | Total cost - without taxes and subsidies | EUR | 0 | 0 | 0 | 0 | 0 | 0 | 0 | 0 | 0 | 0 | 0 | 0 | 0 | 0 | 0 | 0 | 0 | 0 | 0 | 0 | 0 | 0 | 0 | 0 | 0 | 0 | 0 | 0 | 0 | 0 | 0 | 0 | 0 | 0 | 0 | 0 | 0 | Total cost - without taxes and subsidies | […] | […] | […] | […] | […] | […] | […] | […] | […]
|  |  | Total cost - with taxes and subsidies | EUR | 0 | 0 | 0 | 0 | 0 | 0 | 0 | 0 | 0 | 0 | 0 | 0 | 0 | 0 | 0 | 0 | 0 | 0 | 0 | 0 | 0 | 0 | 0 | 0 | 0 | 0 | 0 | 0 | 0 | 0 | 0 | 0 | 0 | 0 | 0 | 0 | 0 | Total cost - with taxes and subsidies | […] | […] | […] | […] | […] | […] | […] | […] | […]
|  |  | District heating system | [38 empty] | District heating system | […] | […] | […] | […] | […] | […] | […] | […] | […]
|  |  | Quantity | kWh | 0 | 0 | 0 | 0 | 0 | 0 | 0 | 0 | 0 | 0 | 0 | 0 | 0 | 0 | 0 | 0 | 0 | 0 | 0 | 0 | 0 | 0 | 0 | 0 | 0 | 0 | 0 | 0 | 0 | 0 | 0 | 0 | 0 | 0 | 0 | 0 | 0 | Quantity | […] | […] | […] | […] | […] | […] | […] | […] | […] | kWh | kWh | […] | […] | […] | […] | […] | […] | […] | […]
|  |  | Price without taxes and subsidies | EUR / kWh |  | 0 | 0 | 0 | 0 | 0 | 0 | 0 | 0 | 0 | 0 | 0 | 0 | 0 | 0 | 0 | 0 | 0 | 0 | 0 | 0 | 0 | 0 | 0 | 0 | 0 | 0 | 0 | 0 | 0 | 0 | 0 | 0 | 0 | 0 | 0 | 0 | Price without taxes and subsidies | […] | […] | […] | […] | […] | […] | […] | […] | […] | kWh | kWh | […] | […] | […] | […] | […] | […] | […] | […]
|  |  | Price with taxes and subsidies | EUR / kWh |  | 0 | 0 | 0 | 0 | 0 | 0 | 0 | 0 | 0 | 0 | 0 | 0 | 0 | 0 | 0 | 0 | 0 | 0 | 0 | 0 | 0 | 0 | 0 | 0 | 0 | 0 | 0 | 0 | 0 | 0 | 0 | 0 | 0 | 0 | 0 | 0 | Price with taxes and subsidies | […] | […] | […] | […] | […] | […] | […] | […] | […] | kWh | kWh | […] | […] | […] | […] | […] | […] | […] | […]
|  |  | VAT / special taxes | EUR / kWh |  | 0 | 0 | 0 | 0 | 0 | 0 | 0 | 0 | 0 | 0 | 0 | 0 | 0 | 0 | 0 | 0 | 0 | 0 | 0 | 0 | 0 | 0 | 0 | 0 | 0 | 0 | 0 | 0 | 0 | 0 | 0 | 0 | 0 | 0 | 0 | 0 | VAT / special taxes | […] | […] | […] | […] | […] | […] | […] | […] | […] | kWh | kWh | […] | […] | […] | […] | […] | […] | […] | […]
|  |  | Subsidies | EUR / kWh |  | 0 | 0 | 0 | 0 | 0 | 0 | 0 | 0 | 0 | 0 | 0 | 0 | 0 | 0 | 0 | 0 | 0 | 0 | 0 | 0 | 0 | 0 | 0 | 0 | 0 | 0 | 0 | 0 | 0 | 0 | 0 | 0 | 0 | 0 | 0 | 0 | Subsidies | […] | […] | […] | […] | […] | […] | […] | […] | […] | kWh | kWh | […] | […] | […] | […] | […] | […] | […] | […]
|  |  | Total cost - without taxes and subsidies | EUR | 0 | 0 | 0 | 0 | 0 | 0 | 0 | 0 | 0 | 0 | 0 | 0 | 0 | 0 | 0 | 0 | 0 | 0 | 0 | 0 | 0 | 0 | 0 | 0 | 0 | 0 | 0 | 0 | 0 | 0 | 0 | 0 | 0 | 0 | 0 | 0 | 0 | Total cost - without taxes and subsidies | […] | […] | […] | […] | […] | […] | […] | […] | […]
|  |  | Total cost - with taxes and subsidies | EUR | 0 | 0 | 0 | 0 | 0 | 0 | 0 | 0 | 0 | 0 | 0 | 0 | 0 | 0 | 0 | 0 | 0 | 0 | 0 | 0 | 0 | 0 | 0 | 0 | 0 | 0 | 0 | 0 | 0 | 0 | 0 | 0 | 0 | 0 | 0 | 0 | 0 | Total cost - with taxes and subsidies | […] | […] | […] | […] | […] | […] | […] | […] | […]
|  |  | Wood | [38 empty] | Wood | […] | […] | […] | […] | […] | […] | […] | […] | […]
|  |  | Quantity | kWh | 0 | 0 | 0 | 0 | 0 | 0 | 0 | 0 | 0 | 0 | 0 | 0 | 0 | 0 | 0 | 0 | 0 | 0 | 0 | 0 | 0 | 0 | 0 | 0 | 0 | 0 | 0 | 0 | 0 | 0 | 0 | 0 | 0 | 0 | 0 | 0 | 0 | Quantity | […] | […] | […] | […] | […] | […] | […] | […] | […] | kWh | kWh | […] | […] | […] | […] | […] | […] | […] | […]
|  |  | Price without taxes and subsidies | EUR / kWh |  | 0 | 0 | 0 | 0 | 0 | 0 | 0 | 0 | 0 | 0 | 0 | 0 | 0 | 0 | 0 | 0 | 0 | 0 | 0 | 0 | 0 | 0 | 0 | 0 | 0 | 0 | 0 | 0 | 0 | 0 | 0 | 0 | 0 | 0 | 0 | 0 | Price without taxes and subsidies | […] | […] | […] | […] | […] | […] | […] | […] | […] | kWh | kWh | […] | […] | […] | […] | […] | […] | […] | […]
|  |  | Price with taxes and subsidies | EUR / kWh |  | 0 | 0 | 0 | 0 | 0 | 0 | 0 | 0 | 0 | 0 | 0 | 0 | 0 | 0 | 0 | 0 | 0 | 0 | 0 | 0 | 0 | 0 | 0 | 0 | 0 | 0 | 0 | 0 | 0 | 0 | 0 | 0 | 0 | 0 | 0 | 0 | Price with taxes and subsidies | […] | […] | […] | […] | […] | […] | […] | […] | […] | kWh | kWh | […] | […] | […] | […] | […] | […] | […] | […]
|  |  | VAT / special taxes | EUR / kWh |  | 0 | 0 | 0 | 0 | 0 | 0 | 0 | 0 | 0 | 0 | 0 | 0 | 0 | 0 | 0 | 0 | 0 | 0 | 0 | 0 | 0 | 0 | 0 | 0 | 0 | 0 | 0 | 0 | 0 | 0 | 0 | 0 | 0 | 0 | 0 | 0 | VAT / special taxes | […] | […] | […] | […] | […] | […] | […] | […] | […] | kWh | kWh | […] | […] | […] | […] | […] | […] | […] | […]
|  |  | Subsidies | EUR / kWh |  | 0 | 0 | 0 | 0 | 0 | 0 | 0 | 0 | 0 | 0 | 0 | 0 | 0 | 0 | 0 | 0 | 0 | 0 | 0 | 0 | 0 | 0 | 0 | 0 | 0 | 0 | 0 | 0 | 0 | 0 | 0 | 0 | 0 | 0 | 0 | 0 | Subsidies | […] | […] | […] | […] | […] | […] | […] | […] | […] | kWh | kWh | […] | […] | […] | […] | […] | […] | […] | […]
|  |  | Total cost - without taxes and subsidies | EUR | 0 | 0 | 0 | 0 | 0 | 0 | 0 | 0 | 0 | 0 | 0 | 0 | 0 | 0 | 0 | 0 | 0 | 0 | 0 | 0 | 0 | 0 | 0 | 0 | 0 | 0 | 0 | 0 | 0 | 0 | 0 | 0 | 0 | 0 | 0 | 0 | 0 | Total cost - without taxes and subsidies | […] | […] | […] | […] | […] | […] | […] | […] | […]
|  |  | Total cost - with taxes and subsidies | EUR | 0 | 0 | 0 | 0 | 0 | 0 | 0 | 0 | 0 | 0 | 0 | 0 | 0 | 0 | 0 | 0 | 0 | 0 | 0 | 0 | 0 | 0 | 0 | 0 | 0 | 0 | 0 | 0 | 0 | 0 | 0 | 0 | 0 | 0 | 0 | 0 | 0 | Total cost - with taxes and subsidies | […] | […] | […] | […] | […] | […] | […] | […] | […]
|  |  | Coal | [38 empty] | Coal | […] | […] | […] | […] | […] | […] | […] | […] | […]
|  |  | Quantity | kWh | 0 | 0 | 0 | 0 | 0 | 0 | 0 | 0 | 0 | 0 | 0 | 0 | 0 | 0 | 0 | 0 | 0 | 0 | 0 | 0 | 0 | 0 | 0 | 0 | 0 | 0 | 0 | 0 | 0 | 0 | 0 | 0 | 0 | 0 | 0 | 0 | 0 | Quantity | […] | […] | […] | […] | […] | […] | […] | […] | […] | kWh | kWh | […] | […] | […] | […] | […] | […] | […] | […]
|  |  | Price without taxes and subsidies | EUR / kWh |  | 0 | 0 | 0 | 0 | 0 | 0 | 0 | 0 | 0 | 0 | 0 | 0 | 0 | 0 | 0 | 0 | 0 | 0 | 0 | 0 | 0 | 0 | 0 | 0 | 0 | 0 | 0 | 0 | 0 | 0 | 0 | 0 | 0 | 0 | 0 | 0 | Price without taxes and subsidies | […] | […] | […] | […] | […] | […] | […] | […] | […] | kWh | kWh | […] | […] | […] | […] | […] | […] | […] | […]
|  |  | Price with taxes and subsidies | EUR / kWh |  | 0 | 0 | 0 | 0 | 0 | 0 | 0 | 0 | 0 | 0 | 0 | 0 | 0 | 0 | 0 | 0 | 0 | 0 | 0 | 0 | 0 | 0 | 0 | 0 | 0 | 0 | 0 | 0 | 0 | 0 | 0 | 0 | 0 | 0 | 0 | 0 | Price with taxes and subsidies | […] | […] | […] | […] | […] | […] | […] | […] | […] | kWh | kWh | […] | […] | […] | […] | […] | […] | […] | […]
|  |  | VAT / special taxes | EUR / kWh |  | 0 | 0 | 0 | 0 | 0 | 0 | 0 | 0 | 0 | 0 | 0 | 0 | 0 | 0 | 0 | 0 | 0 | 0 | 0 | 0 | 0 | 0 | 0 | 0 | 0 | 0 | 0 | 0 | 0 | 0 | 0 | 0 | 0 | 0 | 0 | 0 | VAT / special taxes | […] | […] | […] | […] | […] | […] | […] | […] | […] | kWh | kWh | […] | […] | […] | […] | […] | […] | […] | […]
|  |  | Subsidies | EUR / kWh |  | 0 | 0 | 0 | 0 | 0 | 0 | 0 | 0 | 0 | 0 | 0 | 0 | 0 | 0 | 0 | 0 | 0 | 0 | 0 | 0 | 0 | 0 | 0 | 0 | 0 | 0 | 0 | 0 | 0 | 0 | 0 | 0 | 0 | 0 | 0 | 0 | Subsidies | […] | […] | […] | […] | […] | […] | […] | […] | […] | kWh | kWh | […] | […] | […] | […] | […] | […] | […] | […]
|  |  | Total cost - without taxes and subsidies | EUR | 0 | 0 | 0 | 0 | 0 | 0 | 0 | 0 | 0 | 0 | 0 | 0 | 0 | 0 | 0 | 0 | 0 | 0 | 0 | 0 | 0 | 0 | 0 | 0 | 0 | 0 | 0 | 0 | 0 | 0 | 0 | 0 | 0 | 0 | 0 | 0 | 0 | Total cost - without taxes and subsidies | […] | […] | […] | […] | […] | […] | […] | […] | […]
|  |  | Total cost - with taxes and subsidies | EUR | 0 | 0 | 0 | 0 | 0 | 0 | 0 | 0 | 0 | 0 | 0 | 0 | 0 | 0 | 0 | 0 | 0 | 0 | 0 | 0 | 0 | 0 | 0 | 0 | 0 | 0 | 0 | 0 | 0 | 0 | 0 | 0 | 0 | 0 | 0 | 0 | 0 | Total cost - with taxes and subsidies | […] | […] | […] | […] | […] | […] | […] | […] | […]
|  | Maintenance costs | [39 empty] | Maintenance costs | […] | […] | […] | […] | […] | […] | […] | […] | […]
|  |  | Building maintenance | EUR | 90500 | 0 | 500 | 5000 | 5000 | 5000 | 5000 | 5000 | 5000 | 5000 | 5000 | 5000 | 5000 | 5000 | 5000 | 5000 | 5000 | 5000 | 5000 | 5000 | 5000 | 0 | 0 | 0 | 0 | 0 | 0 | 0 | 0 | 0 | 0 | 0 | 0 | 0 | 0 | 0 | 0 | Building maintenance | […] | […] | […] | […] | […] | […] | […] | […] | […]
|  |  | Equipment maintenance | EUR | 38000 | 0 | 2000 | 2000 | 2000 | 2000 | 2000 | 2000 | 2000 | 2000 | 2000 | 2000 | 2000 | 2000 | 2000 | 2000 | 2000 | 2000 | 2000 | 2000 | 2000 | 0 | 0 | 0 | 0 | 0 | 0 | 0 | 0 | 0 | 0 | 0 | 0 | 0 | 0 | 0 | 0 | Equipment maintenance | […] | […] | […] | […] | […] | […] | […] | […] | […]
|  |  | Insurance | EUR | 38000 | 0 | 2000 | 2000 | 2000 | 2000 | 2000 | 2000 | 2000 | 2000 | 2000 | 2000 | 2000 | 2000 | 2000 | 2000 | 2000 | 2000 | 2000 | 2000 | 2000 | 0 | 0 | 0 | 0 | 0 | 0 | 0 | 0 | 0 | 0 | 0 | 0 | 0 | 0 | 0 | 0 | Insurance | […] | […] | […] | […] | […] | […] | […] | […] | […]
|  |  | Licence fees | EUR | 0 | 0 | 0 | 0 | 0 | 0 | 0 | 0 | 0 | 0 | 0 | 0 | 0 | 0 | 0 | 0 | 0 | 0 | 0 | 0 | 0 | 0 | 0 | 0 | 0 | 0 | 0 | 0 | 0 | 0 | 0 | 0 | 0 | 0 | 0 | 0 | 0 | Licence fees | […] | […] | […] | […] | […] | […] | […] | […] | […]
|  |  | Other | EUR | 0 | 0 | 0 | 0 | 0 | 0 | 0 | 0 | 0 | 0 | 0 | 0 | 0 | 0 | 0 | 0 | 0 | 0 | 0 | 0 | 0 | 0 | 0 | 0 | 0 | 0 | 0 | 0 | 0 | 0 | 0 | 0 | 0 | 0 | 0 | 0 | 0 | Other | […] | […] | […] | […] | […] | […] | […] | […] | […]
|  |  | Total cost | EUR | 166500 | 0 | 4500 | 9000 | 9000 | 9000 | 9000 | 9000 | 9000 | 9000 | 9000 | 9000 | 9000 | 9000 | 9000 | 9000 | 9000 | 9000 | 9000 | 9000 | 9000 | 0 | 0 | 0 | 0 | 0 | 0 | 0 | 0 | 0 | 0 | 0 | 0 | 0 | 0 | 0 | 0 | Total cost | […] | […] | […] | […] | […] | […] | […] | […] | […]
|  |  | VAT expense | EUR |  | 0 | 1035 | 2070 | 2070 | 2070 | 2070 | 2070 | 2070 | 2070 | 2070 | 2070 | 2070 | 2070 | 2070 | 2070 | 2070 | 2070 | 2070 | 2070 | 2070 | 0 | 0 | 0 | 0 | 0 | 0 | 0 | 0 | 0 | 0 | 0 | 0 | 0 | 0 | 0 | 0 | VAT expense | […] | […] | […] | […] | […] | […] | […] | […] | […]
|  |  | Total cost incl. VAT | EUR | 204795 | 0 | 5535 | 11070 | 11070 | 11070 | 11070 | 11070 | 11070 | 11070 | 11070 | 11070 | 11070 | 11070 | 11070 | 11070 | 11070 | 11070 | 11070 | 11070 | 11070 | 0 | 0 | 0 | 0 | 0 | 0 | 0 | 0 | 0 | 0 | 0 | 0 | 0 | 0 | 0 | 0 | Total cost incl. VAT | […] | […] | […] | […] | […] | […] | […] | […] | […]
|  | External sub-contracting | [39 empty] | External sub-contracting | […] | […] | […] | […] | […] | […] | […] | […] | […]
|  |  | […] | EUR | 0 | 0 | 0 | 0 | 0 | 0 | 0 | 0 | 0 | 0 | 0 | 0 | 0 | 0 | 0 | 0 | 0 | 0 | 0 | 0 | 0 | 0 | 0 | 0 | 0 | 0 | 0 | 0 | 0 | 0 | 0 | 0 | 0 | 0 | 0 | 0 | 0
|  |  | […] | EUR | 0 | 0 | 0 | 0 | 0 | 0 | 0 | 0 | 0 | 0 | 0 | 0 | 0 | 0 | 0 | 0 | 0 | 0 | 0 | 0 | 0 | 0 | 0 | 0 | 0 | 0 | 0 | 0 | 0 | 0 | 0 | 0 | 0 | 0 | 0 | 0 | 0
|  |  | […] | EUR | 0 | 0 | 0 | 0 | 0 | 0 | 0 | 0 | 0 | 0 | 0 | 0 | 0 | 0 | 0 | 0 | 0 | 0 | 0 | 0 | 0 | 0 | 0 | 0 | 0 | 0 | 0 | 0 | 0 | 0 | 0 | 0 | 0 | 0 | 0 | 0 | 0
|  |  | […] | EUR | 0 | 0 | 0 | 0 | 0 | 0 | 0 | 0 | 0 | 0 | 0 | 0 | 0 | 0 | 0 | 0 | 0 | 0 | 0 | 0 | 0 | 0 | 0 | 0 | 0 | 0 | 0 | 0 | 0 | 0 | 0 | 0 | 0 | 0 | 0 | 0 | 0
|  |  | […] | EUR | 0 | 0 | 0 | 0 | 0 | 0 | 0 | 0 | 0 | 0 | 0 | 0 | 0 | 0 | 0 | 0 | 0 | 0 | 0 | 0 | 0 | 0 | 0 | 0 | 0 | 0 | 0 | 0 | 0 | 0 | 0 | 0 | 0 | 0 | 0 | 0 | 0
|  |  | Total cost | EUR | 0 | 0 | 0 | 0 | 0 | 0 | 0 | 0 | 0 | 0 | 0 | 0 | 0 | 0 | 0 | 0 | 0 | 0 | 0 | 0 | 0 | 0 | 0 | 0 | 0 | 0 | 0 | 0 | 0 | 0 | 0 | 0 | 0 | 0 | 0 | 0 | 0 | Total cost | […] | […] | […] | […] | […] | […] | […] | […] | […]
|  |  | VAT expense | EUR |  | 0 | 0 | 0 | 0 | 0 | 0 | 0 | 0 | 0 | 0 | 0 | 0 | 0 | 0 | 0 | 0 | 0 | 0 | 0 | 0 | 0 | 0 | 0 | 0 | 0 | 0 | 0 | 0 | 0 | 0 | 0 | 0 | 0 | 0 | 0 | 0 | VAT expense | […] | […] | […] | […] | […] | […] | […] | […] | […]
|  |  | Total cost incl. VAT | EUR | 0 | 0 | 0 | 0 | 0 | 0 | 0 | 0 | 0 | 0 | 0 | 0 | 0 | 0 | 0 | 0 | 0 | 0 | 0 | 0 | 0 | 0 | 0 | 0 | 0 | 0 | 0 | 0 | 0 | 0 | 0 | 0 | 0 | 0 | 0 | 0 | 0 | Total cost incl. VAT | […] | […] | […] | […] | […] | […] | […] | […] | […]
|  | Other | [39 empty] | Other | […] | […] | […] | […] | […] | […] | […] | […] | […]
|  |  | […] | EUR | 0 | 0 | 0 | 0 | 0 | 0 | 0 | 0 | 0 | 0 | 0 | 0 | 0 | 0 | 0 | 0 | 0 | 0 | 0 | 0 | 0 | 0 | 0 | 0 | 0 | 0 | 0 | 0 | 0 | 0 | 0 | 0 | 0 | 0 | 0 | 0 | 0
|  |  | […] | EUR | 0 | 0 | 0 | 0 | 0 | 0 | 0 | 0 | 0 | 0 | 0 | 0 | 0 | 0 | 0 | 0 | 0 | 0 | 0 | 0 | 0 | 0 | 0 | 0 | 0 | 0 | 0 | 0 | 0 | 0 | 0 | 0 | 0 | 0 | 0 | 0 | 0
|  |  | […] | EUR | 0 | 0 | 0 | 0 | 0 | 0 | 0 | 0 | 0 | 0 | 0 | 0 | 0 | 0 | 0 | 0 | 0 | 0 | 0 | 0 | 0 | 0 | 0 | 0 | 0 | 0 | 0 | 0 | 0 | 0 | 0 | 0 | 0 | 0 | 0 | 0 | 0
|  |  | […] | EUR | 0 | 0 | 0 | 0 | 0 | 0 | 0 | 0 | 0 | 0 | 0 | 0 | 0 | 0 | 0 | 0 | 0 | 0 | 0 | 0 | 0 | 0 | 0 | 0 | 0 | 0 | 0 | 0 | 0 | 0 | 0 | 0 | 0 | 0 | 0 | 0 | 0
|  |  | […] | EUR | 0 | 0 | 0 | 0 | 0 | 0 | 0 | 0 | 0 | 0 | 0 | 0 | 0 | 0 | 0 | 0 | 0 | 0 | 0 | 0 | 0 | 0 | 0 | 0 | 0 | 0 | 0 | 0 | 0 | 0 | 0 | 0 | 0 | 0 | 0 | 0 | 0
|  |  | Total cost | EUR | 0 | 0 | 0 | 0 | 0 | 0 | 0 | 0 | 0 | 0 | 0 | 0 | 0 | 0 | 0 | 0 | 0 | 0 | 0 | 0 | 0 | 0 | 0 | 0 | 0 | 0 | 0 | 0 | 0 | 0 | 0 | 0 | 0 | 0 | 0 | 0 | 0 | Total cost | […] | […] | […] | […] | […] | […] | […] | […] | […]
|  |  | VAT expense | EUR |  | 0 | 0 | 0 | 0 | 0 | 0 | 0 | 0 | 0 | 0 | 0 | 0 | 0 | 0 | 0 | 0 | 0 | 0 | 0 | 0 | 0 | 0 | 0 | 0 | 0 | 0 | 0 | 0 | 0 | 0 | 0 | 0 | 0 | 0 | 0 | 0 | VAT expense | […] | […] | […] | […] | […] | […] | […] | […] | […]
|  |  | Total cost incl. VAT | EUR | 0 | 0 | 0 | 0 | 0 | 0 | 0 | 0 | 0 | 0 | 0 | 0 | 0 | 0 | 0 | 0 | 0 | 0 | 0 | 0 | 0 | 0 | 0 | 0 | 0 | 0 | 0 | 0 | 0 | 0 | 0 | 0 | 0 | 0 | 0 | 0 | 0 | Total cost incl. VAT | […] | […] | […] | […] | […] | […] | […] | […] | […]
|  | Summary | [39 empty] | Summary | […] | […] | […] | […] | […] | […] | […] | […] | […]
|  |  | Energy costs | EUR | 733824.4617 | 0 | 38622.3401 | 38622.3401 | 38622.3401 | 38622.3401 | 38622.3401 | 38622.3401 | 38622.3401 | 38622.3401 | 38622.3401 | 38622.3401 | 38622.3401 | 38622.3401 | 38622.3401 | 38622.3401 | 38622.3401 | 38622.3401 | 38622.3401 | 38622.3401 | 38622.3401 | 0 | 0 | 0 | 0 | 0 | 0 | 0 | 0 | 0 | 0 | 0 | 0 | 0 | 0 | 0 | 0 | Energy costs | […] | […] | […] | […] | […] | […] | […] | […] | […]
|  |  | Maintenance costs | EUR | 166500 | 0 | 4500 | 9000 | 9000 | 9000 | 9000 | 9000 | 9000 | 9000 | 9000 | 9000 | 9000 | 9000 | 9000 | 9000 | 9000 | 9000 | 9000 | 9000 | 9000 | 0 | 0 | 0 | 0 | 0 | 0 | 0 | 0 | 0 | 0 | 0 | 0 | 0 | 0 | 0 | 0 | Maintenance costs | […] | […] | […] | […] | […] | […] | […] | […] | […]
|  |  | External sub-contracting | EUR | 0 | 0 | 0 | 0 | 0 | 0 | 0 | 0 | 0 | 0 | 0 | 0 | 0 | 0 | 0 | 0 | 0 | 0 | 0 | 0 | 0 | 0 | 0 | 0 | 0 | 0 | 0 | 0 | 0 | 0 | 0 | 0 | 0 | 0 | 0 | 0 | 0 | External sub-contracting | […] | […] | […] | […] | […] | […] | […] | […] | […]
|  |  | Other | EUR | 0 | 0 | 0 | 0 | 0 | 0 | 0 | 0 | 0 | 0 | 0 | 0 | 0 | 0 | 0 | 0 | 0 | 0 | 0 | 0 | 0 | 0 | 0 | 0 | 0 | 0 | 0 | 0 | 0 | 0 | 0 | 0 | 0 | 0 | 0 | 0 | 0 | Other | […] | […] | […] | […] | […] | […] | […] | […] | […]
|  |  | Total cost | EUR | 900324.4617 | 0 | 43122.3401 | 47622.3401 | 47622.3401 | 47622.3401 | 47622.3401 | 47622.3401 | 47622.3401 | 47622.3401 | 47622.3401 | 47622.3401 | 47622.3401 | 47622.3401 | 47622.3401 | 47622.3401 | 47622.3401 | 47622.3401 | 47622.3401 | 47622.3401 | 47622.3401 | 0 | 0 | 0 | 0 | 0 | 0 | 0 | 0 | 0 | 0 | 0 | 0 | 0 | 0 | 0 | 0 | Total cost | […] | […] | […] | […] | […] | […] | […] | […] | […]
|  |  | Energy costs | EUR | 868171.5295 | 0 | 45693.2384 | 45693.2384 | 45693.2384 | 45693.2384 | 45693.2384 | 45693.2384 | 45693.2384 | 45693.2384 | 45693.2384 | 45693.2384 | 45693.2384 | 45693.2384 | 45693.2384 | 45693.2384 | 45693.2384 | 45693.2384 | 45693.2384 | 45693.2384 | 45693.2384 | 0 | 0 | 0 | 0 | 0 | 0 | 0 | 0 | 0 | 0 | 0 | 0 | 0 | 0 | 0 | 0 | Energy costs | […] | […] | […] | […] | […] | […] | […] | […] | […]
|  |  | Maintenance costs | EUR | 204795 | 0 | 5535 | 11070 | 11070 | 11070 | 11070 | 11070 | 11070 | 11070 | 11070 | 11070 | 11070 | 11070 | 11070 | 11070 | 11070 | 11070 | 11070 | 11070 | 11070 | 0 | 0 | 0 | 0 | 0 | 0 | 0 | 0 | 0 | 0 | 0 | 0 | 0 | 0 | 0 | 0 | Maintenance costs | […] | […] | […] | […] | […] | […] | […] | […] | […]
|  |  | External sub-contracting | EUR | 0 | 0 | 0 | 0 | 0 | 0 | 0 | 0 | 0 | 0 | 0 | 0 | 0 | 0 | 0 | 0 | 0 | 0 | 0 | 0 | 0 | 0 | 0 | 0 | 0 | 0 | 0 | 0 | 0 | 0 | 0 | 0 | 0 | 0 | 0 | 0 | 0 | External sub-contracting | […] | […] | […] | […] | […] | […] | […] | […] | […]
|  |  | Other | EUR | 0 | 0 | 0 | 0 | 0 | 0 | 0 | 0 | 0 | 0 | 0 | 0 | 0 | 0 | 0 | 0 | 0 | 0 | 0 | 0 | 0 | 0 | 0 | 0 | 0 | 0 | 0 | 0 | 0 | 0 | 0 | 0 | 0 | 0 | 0 | 0 | 0 | Other | […] | […] | […] | […] | […] | […] | […] | […] | […]
|  |  | Total cost incl. VAT | EUR | 1072966.5295 | 0 | 51228.2384 | 56763.2384 | 56763.2384 | 56763.2384 | 56763.2384 | 56763.2384 | 56763.2384 | 56763.2384 | 56763.2384 | 56763.2384 | 56763.2384 | 56763.2384 | 56763.2384 | 56763.2384 | 56763.2384 | 56763.2384 | 56763.2384 | 56763.2384 | 56763.2384 | 0 | 0 | 0 | 0 | 0 | 0 | 0 | 0 | 0 | 0 | 0 | 0 | 0 | 0 | 0 | 0 | Total cost incl. VAT | […] | […] | […] | […] | […] | […] | […] | […] | […]
| Operating costs - costs after energy renovation | [40 empty] | Operating costs - costs after energy renovation | […] | […] | […] | […] | […] | […] | […] | […] | […]
|  | Energy consumption - by energy carrier | [39 empty] | Energy consumption - by energy carrier | […] | […] | […] | […] | […] | […] | […] | […] | […]
|  |  | Electricity | [38 empty] | Electricity | […] | […] | […] | […] | […] | […] | […] | […] | […]
|  |  | Quantity | kWh | 1886615.64 | 0 | 99295.56 | 99295.56 | 99295.56 | 99295.56 | 99295.56 | 99295.56 | 99295.56 | 99295.56 | 99295.56 | 99295.56 | 99295.56 | 99295.56 | 99295.56 | 99295.56 | 99295.56 | 99295.56 | 99295.56 | 99295.56 | 99295.56 | 0 | 0 | 0 | 0 | 0 | 0 | 0 | 0 | 0 | 0 | 0 | 0 | 0 | 0 | 0 | 0 | Quantity | […] | […] | […] | […] | […] | […] | […] | […] | […] | kWh | kWh | […] | […] | […] | […] | […] | […] | […] | […]
|  |  | Price without taxes and subsidies | EUR / kWh |  | 0 | 0.13949 | 0.13949 | 0.13949 | 0.13949 | 0.13949 | 0.13949 | 0.13949 | 0.13949 | 0.13949 | 0.13949 | 0.13949 | 0.13949 | 0.13949 | 0.13949 | 0.13949 | 0.13949 | 0.13949 | 0.13949 | 0.13949 | 0 | 0 | 0 | 0 | 0 | 0 | 0 | 0 | 0 | 0 | 0 | 0 | 0 | 0 | 0 | 0 | Price without taxes and subsidies | […] | […] | […] | […] | […] | […] | […] | […] | […] | kWh | kWh | […] | […] | […] | […] | […] | […] | […] | […]
|  |  | Price with taxes and subsidies | EUR / kWh |  | 0 | 0.15949 | 0.15949 | 0.15949 | 0.15949 | 0.15949 | 0.15949 | 0.15949 | 0.15949 | 0.15949 | 0.15949 | 0.15949 | 0.15949 | 0.15949 | 0.15949 | 0.15949 | 0.15949 | 0.15949 | 0.15949 | 0.15949 | 0 | 0 | 0 | 0 | 0 | 0 | 0 | 0 | 0 | 0 | 0 | 0 | 0 | 0 | 0 | 0 | Price with taxes and subsidies | […] | […] | […] | […] | […] | […] | […] | […] | […] | kWh | kWh | […] | […] | […] | […] | […] | […] | […] | […]
|  |  | VAT / special taxes | EUR / kWh |  | 0 | 0.02 | 0.02 | 0.02 | 0.02 | 0.02 | 0.02 | 0.02 | 0.02 | 0.02 | 0.02 | 0.02 | 0.02 | 0.02 | 0.02 | 0.02 | 0.02 | 0.02 | 0.02 | 0.02 | 0 | 0 | 0 | 0 | 0 | 0 | 0 | 0 | 0 | 0 | 0 | 0 | 0 | 0 | 0 | 0 | VAT / special taxes | […] | […] | […] | […] | […] | […] | […] | […] | […] | kWh | kWh | […] | […] | […] | […] | […] | […] | […] | […]
|  |  | Subsidies | EUR / kWh |  | 0 | 0 | 0 | 0 | 0 | 0 | 0 | 0 | 0 | 0 | 0 | 0 | 0 | 0 | 0 | 0 | 0 | 0 | 0 | 0 | 0 | 0 | 0 | 0 | 0 | 0 | 0 | 0 | 0 | 0 | 0 | 0 | 0 | 0 | 0 | 0 | Subsidies | […] | […] | […] | […] | […] | […] | […] | […] | […] | kWh | kWh | […] | […] | […] | […] | […] | […] | […] | […]
|  |  | Total cost - without taxes and subsidies | EUR | 263154.9881 | 0 | 13850.2625 | 13850.2625 | 13850.2625 | 13850.2625 | 13850.2625 | 13850.2625 | 13850.2625 | 13850.2625 | 13850.2625 | 13850.2625 | 13850.2625 | 13850.2625 | 13850.2625 | 13850.2625 | 13850.2625 | 13850.2625 | 13850.2625 | 13850.2625 | 13850.2625 | 0 | 0 | 0 | 0 | 0 | 0 | 0 | 0 | 0 | 0 | 0 | 0 | 0 | 0 | 0 | 0 | Total cost - without taxes and subsidies | […] | […] | […] | […] | […] | […] | […] | […] | […]
|  |  | Total cost - with taxes and subsidies | EUR | 300887.3009 | 0 | 15836.1737 | 15836.1737 | 15836.1737 | 15836.1737 | 15836.1737 | 15836.1737 | 15836.1737 | 15836.1737 | 15836.1737 | 15836.1737 | 15836.1737 | 15836.1737 | 15836.1737 | 15836.1737 | 15836.1737 | 15836.1737 | 15836.1737 | 15836.1737 | 15836.1737 | 0 | 0 | 0 | 0 | 0 | 0 | 0 | 0 | 0 | 0 | 0 | 0 | 0 | 0 | 0 | 0 | Total cost - with taxes and subsidies | […] | […] | […] | […] | […] | […] | […] | […] | […]
|  |  | Gas | [38 empty] | Gas | […] | […] | […] | […] | […] | […] | […] | […] | […]
|  |  | Quantity | kWh | 985188.19 | 0 | 51852.01 | 51852.01 | 51852.01 | 51852.01 | 51852.01 | 51852.01 | 51852.01 | 51852.01 | 51852.01 | 51852.01 | 51852.01 | 51852.01 | 51852.01 | 51852.01 | 51852.01 | 51852.01 | 51852.01 | 51852.01 | 51852.01 | 0 | 0 | 0 | 0 | 0 | 0 | 0 | 0 | 0 | 0 | 0 | 0 | 0 | 0 | 0 | 0 | Quantity | […] | […] | […] | […] | […] | […] | […] | […] | […] | kWh | kWh | […] | […] | […] | […] | […] | […] | […] | […]
|  |  | Price without taxes and subsidies | EUR / kWh |  | 0 | 0.037631 | 0.037631 | 0.037631 | 0.037631 | 0.037631 | 0.037631 | 0.037631 | 0.037631 | 0.037631 | 0.037631 | 0.037631 | 0.037631 | 0.037631 | 0.037631 | 0.037631 | 0.037631 | 0.037631 | 0.037631 | 0.037631 | 0 | 0 | 0 | 0 | 0 | 0 | 0 | 0 | 0 | 0 | 0 | 0 | 0 | 0 | 0 | 0 | Price without taxes and subsidies | […] | […] | […] | […] | […] | […] | […] | […] | […] | kWh | kWh | […] | […] | […] | […] | […] | […] | […] | […]
|  |  | Price with taxes and subsidies | EUR / kWh |  | 0 | 0.046287 | 0.046287 | 0.046287 | 0.046287 | 0.046287 | 0.046287 | 0.046287 | 0.046287 | 0.046287 | 0.046287 | 0.046287 | 0.046287 | 0.046287 | 0.046287 | 0.046287 | 0.046287 | 0.046287 | 0.046287 | 0.046287 | 0 | 0 | 0 | 0 | 0 | 0 | 0 | 0 | 0 | 0 | 0 | 0 | 0 | 0 | 0 | 0 | Price with taxes and subsidies | […] | […] | […] | […] | […] | […] | […] | […] | […] | kWh | kWh | […] | […] | […] | […] | […] | […] | […] | […]
|  |  | VAT / special taxes | EUR / kWh |  | 0 | 0.0086552 | 0.0086552 | 0.0086552 | 0.0086552 | 0.0086552 | 0.0086552 | 0.0086552 | 0.0086552 | 0.0086552 | 0.0086552 | 0.0086552 | 0.0086552 | 0.0086552 | 0.0086552 | 0.0086552 | 0.0086552 | 0.0086552 | 0.0086552 | 0.0086552 | 0 | 0 | 0 | 0 | 0 | 0 | 0 | 0 | 0 | 0 | 0 | 0 | 0 | 0 | 0 | 0 | VAT / special taxes | […] | […] | […] | […] | […] | […] | […] | […] | […] | kWh | kWh | […] | […] | […] | […] | […] | […] | […] | […]
|  |  | Subsidies | EUR / kWh |  | 0 | 0 | 0 | 0 | 0 | 0 | 0 | 0 | 0 | 0 | 0 | 0 | 0 | 0 | 0 | 0 | 0 | 0 | 0 | 0 | 0 | 0 | 0 | 0 | 0 | 0 | 0 | 0 | 0 | 0 | 0 | 0 | 0 | 0 | 0 | 0 | Subsidies | […] | […] | […] | […] | […] | […] | […] | […] | […] | kWh | kWh | […] | […] | […] | […] | […] | […] | […] | […]
|  |  | Total cost - without taxes and subsidies | EUR | 37074.1005 | 0 | 1951.2684 | 1951.2684 | 1951.2684 | 1951.2684 | 1951.2684 | 1951.2684 | 1951.2684 | 1951.2684 | 1951.2684 | 1951.2684 | 1951.2684 | 1951.2684 | 1951.2684 | 1951.2684 | 1951.2684 | 1951.2684 | 1951.2684 | 1951.2684 | 1951.2684 | 0 | 0 | 0 | 0 | 0 | 0 | 0 | 0 | 0 | 0 | 0 | 0 | 0 | 0 | 0 | 0 | Total cost - without taxes and subsidies | […] | […] | […] | […] | […] | […] | […] | […] | […]
|  |  | Total cost - with taxes and subsidies | EUR | 45601.1436 | 0 | 2400.0602 | 2400.0602 | 2400.0602 | 2400.0602 | 2400.0602 | 2400.0602 | 2400.0602 | 2400.0602 | 2400.0602 | 2400.0602 | 2400.0602 | 2400.0602 | 2400.0602 | 2400.0602 | 2400.0602 | 2400.0602 | 2400.0602 | 2400.0602 | 2400.0602 | 0 | 0 | 0 | 0 | 0 | 0 | 0 | 0 | 0 | 0 | 0 | 0 | 0 | 0 | 0 | 0 | Total cost - with taxes and subsidies | […] | […] | […] | […] | […] | […] | […] | […] | […]
|  |  | Fuel oil | [38 empty] | Fuel oil | […] | […] | […] | […] | […] | […] | […] | […] | […]
|  |  | Quantity | kWh | 0 | 0 | 0 | 0 | 0 | 0 | 0 | 0 | 0 | 0 | 0 | 0 | 0 | 0 | 0 | 0 | 0 | 0 | 0 | 0 | 0 | 0 | 0 | 0 | 0 | 0 | 0 | 0 | 0 | 0 | 0 | 0 | 0 | 0 | 0 | 0 | 0 | Quantity | […] | […] | […] | […] | […] | […] | […] | […] | […] | kWh | kWh | […] | […] | […] | […] | […] | […] | […] | […]
|  |  | Price without taxes and subsidies | EUR / kWh |  | 0 | 0 | 0 | 0 | 0 | 0 | 0 | 0 | 0 | 0 | 0 | 0 | 0 | 0 | 0 | 0 | 0 | 0 | 0 | 0 | 0 | 0 | 0 | 0 | 0 | 0 | 0 | 0 | 0 | 0 | 0 | 0 | 0 | 0 | 0 | 0 | Price without taxes and subsidies | […] | […] | […] | […] | […] | […] | […] | […] | […] | kWh | kWh | […] | […] | […] | […] | […] | […] | […] | […]
|  |  | Price with taxes and subsidies | EUR / kWh |  | 0 | 0 | 0 | 0 | 0 | 0 | 0 | 0 | 0 | 0 | 0 | 0 | 0 | 0 | 0 | 0 | 0 | 0 | 0 | 0 | 0 | 0 | 0 | 0 | 0 | 0 | 0 | 0 | 0 | 0 | 0 | 0 | 0 | 0 | 0 | 0 | Price with taxes and subsidies | […] | […] | […] | […] | […] | […] | […] | […] | […] | kWh | kWh | […] | […] | […] | […] | […] | […] | […] | […]
|  |  | VAT / special taxes | EUR / kWh |  | 0 | 0 | 0 | 0 | 0 | 0 | 0 | 0 | 0 | 0 | 0 | 0 | 0 | 0 | 0 | 0 | 0 | 0 | 0 | 0 | 0 | 0 | 0 | 0 | 0 | 0 | 0 | 0 | 0 | 0 | 0 | 0 | 0 | 0 | 0 | 0 | VAT / special taxes | […] | […] | […] | […] | […] | […] | […] | […] | […] | kWh | kWh | […] | […] | […] | […] | […] | […] | […] | […]
|  |  | Subsidies | EUR / kWh |  | 0 | 0 | 0 | 0 | 0 | 0 | 0 | 0 | 0 | 0 | 0 | 0 | 0 | 0 | 0 | 0 | 0 | 0 | 0 | 0 | 0 | 0 | 0 | 0 | 0 | 0 | 0 | 0 | 0 | 0 | 0 | 0 | 0 | 0 | 0 | 0 | Subsidies | […] | […] | […] | […] | […] | […] | […] | […] | […] | kWh | kWh | […] | […] | […] | […] | […] | […] | […] | […]
|  |  | Total cost - without taxes and subsidies | EUR | 0 | 0 | 0 | 0 | 0 | 0 | 0 | 0 | 0 | 0 | 0 | 0 | 0 | 0 | 0 | 0 | 0 | 0 | 0 | 0 | 0 | 0 | 0 | 0 | 0 | 0 | 0 | 0 | 0 | 0 | 0 | 0 | 0 | 0 | 0 | 0 | 0 | Total cost - without taxes and subsidies | […] | […] | […] | […] | […] | […] | […] | […] | […]
|  |  | Total cost - with taxes and subsidies | EUR | 0 | 0 | 0 | 0 | 0 | 0 | 0 | 0 | 0 | 0 | 0 | 0 | 0 | 0 | 0 | 0 | 0 | 0 | 0 | 0 | 0 | 0 | 0 | 0 | 0 | 0 | 0 | 0 | 0 | 0 | 0 | 0 | 0 | 0 | 0 | 0 | 0 | Total cost - with taxes and subsidies | […] | […] | […] | […] | […] | […] | […] | […] | […]
|  |  | LPG | [38 empty] | LPG | […] | […] | […] | […] | […] | […] | […] | […] | […]
|  |  | Quantity | kWh | 0 | 0 | 0 | 0 | 0 | 0 | 0 | 0 | 0 | 0 | 0 | 0 | 0 | 0 | 0 | 0 | 0 | 0 | 0 | 0 | 0 | 0 | 0 | 0 | 0 | 0 | 0 | 0 | 0 | 0 | 0 | 0 | 0 | 0 | 0 | 0 | 0 | Quantity | […] | […] | […] | […] | […] | […] | […] | […] | […] | kWh | kWh | […] | […] | […] | […] | […] | […] | […] | […]
|  |  | Price without taxes and subsidies | EUR / kWh |  | 0 | 0 | 0 | 0 | 0 | 0 | 0 | 0 | 0 | 0 | 0 | 0 | 0 | 0 | 0 | 0 | 0 | 0 | 0 | 0 | 0 | 0 | 0 | 0 | 0 | 0 | 0 | 0 | 0 | 0 | 0 | 0 | 0 | 0 | 0 | 0 | Price without taxes and subsidies | […] | […] | […] | […] | […] | […] | […] | […] | […] | kWh | kWh | […] | […] | […] | […] | […] | […] | […] | […]
|  |  | Price with taxes and subsidies | EUR / kWh |  | 0 | 0 | 0 | 0 | 0 | 0 | 0 | 0 | 0 | 0 | 0 | 0 | 0 | 0 | 0 | 0 | 0 | 0 | 0 | 0 | 0 | 0 | 0 | 0 | 0 | 0 | 0 | 0 | 0 | 0 | 0 | 0 | 0 | 0 | 0 | 0 | Price with taxes and subsidies | […] | […] | […] | […] | […] | […] | […] | […] | […] | kWh | kWh | […] | […] | […] | […] | […] | […] | […] | […]
|  |  | VAT / special taxes | EUR / kWh |  | 0 | 0 | 0 | 0 | 0 | 0 | 0 | 0 | 0 | 0 | 0 | 0 | 0 | 0 | 0 | 0 | 0 | 0 | 0 | 0 | 0 | 0 | 0 | 0 | 0 | 0 | 0 | 0 | 0 | 0 | 0 | 0 | 0 | 0 | 0 | 0 | VAT / special taxes | […] | […] | […] | […] | […] | […] | […] | […] | […] | kWh | kWh | […] | […] | […] | […] | […] | […] | […] | […]
|  |  | Subsidies | EUR / kWh |  | 0 | 0 | 0 | 0 | 0 | 0 | 0 | 0 | 0 | 0 | 0 | 0 | 0 | 0 | 0 | 0 | 0 | 0 | 0 | 0 | 0 | 0 | 0 | 0 | 0 | 0 | 0 | 0 | 0 | 0 | 0 | 0 | 0 | 0 | 0 | 0 | Subsidies | […] | […] | […] | […] | […] | […] | […] | […] | […] | kWh | kWh | […] | […] | […] | […] | […] | […] | […] | […]
|  |  | Total cost - without taxes and subsidies | EUR | 0 | 0 | 0 | 0 | 0 | 0 | 0 | 0 | 0 | 0 | 0 | 0 | 0 | 0 | 0 | 0 | 0 | 0 | 0 | 0 | 0 | 0 | 0 | 0 | 0 | 0 | 0 | 0 | 0 | 0 | 0 | 0 | 0 | 0 | 0 | 0 | 0 | Total cost - without taxes and subsidies | […] | […] | […] | […] | […] | […] | […] | […] | […]
|  |  | Total cost - with taxes and subsidies | EUR | 0 | 0 | 0 | 0 | 0 | 0 | 0 | 0 | 0 | 0 | 0 | 0 | 0 | 0 | 0 | 0 | 0 | 0 | 0 | 0 | 0 | 0 | 0 | 0 | 0 | 0 | 0 | 0 | 0 | 0 | 0 | 0 | 0 | 0 | 0 | 0 | 0 | Total cost - with taxes and subsidies | […] | […] | […] | […] | […] | […] | […] | […] | […]
|  |  | District heating system | [38 empty] | District heating system | […] | […] | […] | […] | […] | […] | […] | […] | […]
|  |  | Quantity | kWh | 0 | 0 | 0 | 0 | 0 | 0 | 0 | 0 | 0 | 0 | 0 | 0 | 0 | 0 | 0 | 0 | 0 | 0 | 0 | 0 | 0 | 0 | 0 | 0 | 0 | 0 | 0 | 0 | 0 | 0 | 0 | 0 | 0 | 0 | 0 | 0 | 0 | Quantity | […] | […] | […] | […] | […] | […] | […] | […] | […] | kWh | kWh | […] | […] | […] | […] | […] | […] | […] | […]
|  |  | Price without taxes and subsidies | EUR / kWh |  | 0 | 0 | 0 | 0 | 0 | 0 | 0 | 0 | 0 | 0 | 0 | 0 | 0 | 0 | 0 | 0 | 0 | 0 | 0 | 0 | 0 | 0 | 0 | 0 | 0 | 0 | 0 | 0 | 0 | 0 | 0 | 0 | 0 | 0 | 0 | 0 | Price without taxes and subsidies | […] | […] | […] | […] | […] | […] | […] | […] | […] | kWh | kWh | […] | […] | […] | […] | […] | […] | […] | […]
|  |  | Price with taxes and subsidies | EUR / kWh |  | 0 | 0 | 0 | 0 | 0 | 0 | 0 | 0 | 0 | 0 | 0 | 0 | 0 | 0 | 0 | 0 | 0 | 0 | 0 | 0 | 0 | 0 | 0 | 0 | 0 | 0 | 0 | 0 | 0 | 0 | 0 | 0 | 0 | 0 | 0 | 0 | Price with taxes and subsidies | […] | […] | […] | […] | […] | […] | […] | […] | […] | kWh | kWh | […] | […] | […] | […] | […] | […] | […] | […]
|  |  | VAT / special taxes | EUR / kWh |  | 0 | 0 | 0 | 0 | 0 | 0 | 0 | 0 | 0 | 0 | 0 | 0 | 0 | 0 | 0 | 0 | 0 | 0 | 0 | 0 | 0 | 0 | 0 | 0 | 0 | 0 | 0 | 0 | 0 | 0 | 0 | 0 | 0 | 0 | 0 | 0 | VAT / special taxes | […] | […] | […] | […] | […] | […] | […] | […] | […] | kWh | kWh | […] | […] | […] | […] | […] | […] | […] | […]
|  |  | Subsidies | EUR / kWh |  | 0 | 0 | 0 | 0 | 0 | 0 | 0 | 0 | 0 | 0 | 0 | 0 | 0 | 0 | 0 | 0 | 0 | 0 | 0 | 0 | 0 | 0 | 0 | 0 | 0 | 0 | 0 | 0 | 0 | 0 | 0 | 0 | 0 | 0 | 0 | 0 | Subsidies | […] | […] | […] | […] | […] | […] | […] | […] | […] | kWh | kWh | […] | […] | […] | […] | […] | […] | […] | […]
|  |  | Total cost - without taxes and subsidies | EUR | 0 | 0 | 0 | 0 | 0 | 0 | 0 | 0 | 0 | 0 | 0 | 0 | 0 | 0 | 0 | 0 | 0 | 0 | 0 | 0 | 0 | 0 | 0 | 0 | 0 | 0 | 0 | 0 | 0 | 0 | 0 | 0 | 0 | 0 | 0 | 0 | 0 | Total cost - without taxes and subsidies | […] | […] | […] | […] | […] | […] | […] | […] | […]
|  |  | Total cost - with taxes and subsidies | EUR | 0 | 0 | 0 | 0 | 0 | 0 | 0 | 0 | 0 | 0 | 0 | 0 | 0 | 0 | 0 | 0 | 0 | 0 | 0 | 0 | 0 | 0 | 0 | 0 | 0 | 0 | 0 | 0 | 0 | 0 | 0 | 0 | 0 | 0 | 0 | 0 | 0 | Total cost - with taxes and subsidies | […] | […] | […] | […] | […] | […] | […] | […] | […]
|  |  | Wood | [38 empty] | Wood | […] | […] | […] | […] | […] | […] | […] | […] | […]
|  |  | Quantity | kWh | 0 | 0 | 0 | 0 | 0 | 0 | 0 | 0 | 0 | 0 | 0 | 0 | 0 | 0 | 0 | 0 | 0 | 0 | 0 | 0 | 0 | 0 | 0 | 0 | 0 | 0 | 0 | 0 | 0 | 0 | 0 | 0 | 0 | 0 | 0 | 0 | 0 | Quantity | […] | […] | […] | […] | […] | […] | […] | […] | […] | kWh | kWh | […] | […] | […] | […] | […] | […] | […] | […]
|  |  | Price without taxes and subsidies | EUR / kWh |  | 0 | 0 | 0 | 0 | 0 | 0 | 0 | 0 | 0 | 0 | 0 | 0 | 0 | 0 | 0 | 0 | 0 | 0 | 0 | 0 | 0 | 0 | 0 | 0 | 0 | 0 | 0 | 0 | 0 | 0 | 0 | 0 | 0 | 0 | 0 | 0 | Price without taxes and subsidies | […] | […] | […] | […] | […] | […] | […] | […] | […] | kWh | kWh | […] | […] | […] | […] | […] | […] | […] | […]
|  |  | Price with taxes and subsidies | EUR / kWh |  | 0 | 0 | 0 | 0 | 0 | 0 | 0 | 0 | 0 | 0 | 0 | 0 | 0 | 0 | 0 | 0 | 0 | 0 | 0 | 0 | 0 | 0 | 0 | 0 | 0 | 0 | 0 | 0 | 0 | 0 | 0 | 0 | 0 | 0 | 0 | 0 | Price with taxes and subsidies | […] | […] | […] | […] | […] | […] | […] | […] | […] | kWh | kWh | […] | […] | […] | […] | […] | […] | […] | […]
|  |  | VAT / special taxes | EUR / kWh |  | 0 | 0 | 0 | 0 | 0 | 0 | 0 | 0 | 0 | 0 | 0 | 0 | 0 | 0 | 0 | 0 | 0 | 0 | 0 | 0 | 0 | 0 | 0 | 0 | 0 | 0 | 0 | 0 | 0 | 0 | 0 | 0 | 0 | 0 | 0 | 0 | VAT / special taxes | […] | […] | […] | […] | […] | […] | […] | […] | […] | kWh | kWh | […] | […] | […] | […] | […] | […] | […] | […]
|  |  | Subsidies | EUR / kWh |  | 0 | 0 | 0 | 0 | 0 | 0 | 0 | 0 | 0 | 0 | 0 | 0 | 0 | 0 | 0 | 0 | 0 | 0 | 0 | 0 | 0 | 0 | 0 | 0 | 0 | 0 | 0 | 0 | 0 | 0 | 0 | 0 | 0 | 0 | 0 | 0 | Subsidies | […] | […] | […] | […] | […] | […] | […] | […] | […] | kWh | kWh | […] | […] | […] | […] | […] | […] | […] | […]
|  |  | Total cost - without taxes and subsidies | EUR | 0 | 0 | 0 | 0 | 0 | 0 | 0 | 0 | 0 | 0 | 0 | 0 | 0 | 0 | 0 | 0 | 0 | 0 | 0 | 0 | 0 | 0 | 0 | 0 | 0 | 0 | 0 | 0 | 0 | 0 | 0 | 0 | 0 | 0 | 0 | 0 | 0 | Total cost - without taxes and subsidies | […] | […] | […] | […] | […] | […] | […] | […] | […]
|  |  | Total cost - with taxes and subsidies | EUR | 0 | 0 | 0 | 0 | 0 | 0 | 0 | 0 | 0 | 0 | 0 | 0 | 0 | 0 | 0 | 0 | 0 | 0 | 0 | 0 | 0 | 0 | 0 | 0 | 0 | 0 | 0 | 0 | 0 | 0 | 0 | 0 | 0 | 0 | 0 | 0 | 0 | Total cost - with taxes and subsidies | […] | […] | […] | […] | […] | […] | […] | […] | […]
|  |  | Coal | [38 empty] | Coal | […] | […] | […] | […] | […] | […] | […] | […] | […]
|  |  | Quantity | kWh | 0 | 0 | 0 | 0 | 0 | 0 | 0 | 0 | 0 | 0 | 0 | 0 | 0 | 0 | 0 | 0 | 0 | 0 | 0 | 0 | 0 | 0 | 0 | 0 | 0 | 0 | 0 | 0 | 0 | 0 | 0 | 0 | 0 | 0 | 0 | 0 | 0 | Quantity | […] | […] | […] | […] | […] | […] | […] | […] | […] | kWh | kWh | […] | […] | […] | […] | […] | […] | […] | […]
|  |  | Price without taxes and subsidies | EUR / kWh |  | 0 | 0 | 0 | 0 | 0 | 0 | 0 | 0 | 0 | 0 | 0 | 0 | 0 | 0 | 0 | 0 | 0 | 0 | 0 | 0 | 0 | 0 | 0 | 0 | 0 | 0 | 0 | 0 | 0 | 0 | 0 | 0 | 0 | 0 | 0 | 0 | Price without taxes and subsidies | […] | […] | […] | […] | […] | […] | […] | […] | […] | kWh | kWh | […] | […] | […] | […] | […] | […] | […] | […]
|  |  | Price with taxes and subsidies | EUR / kWh |  | 0 | 0 | 0 | 0 | 0 | 0 | 0 | 0 | 0 | 0 | 0 | 0 | 0 | 0 | 0 | 0 | 0 | 0 | 0 | 0 | 0 | 0 | 0 | 0 | 0 | 0 | 0 | 0 | 0 | 0 | 0 | 0 | 0 | 0 | 0 | 0 | Price with taxes and subsidies | […] | […] | […] | […] | […] | […] | […] | […] | […] | kWh | kWh | […] | […] | […] | […] | […] | […] | […] | […]
|  |  | VAT / special taxes | EUR / kWh |  | 0 | 0 | 0 | 0 | 0 | 0 | 0 | 0 | 0 | 0 | 0 | 0 | 0 | 0 | 0 | 0 | 0 | 0 | 0 | 0 | 0 | 0 | 0 | 0 | 0 | 0 | 0 | 0 | 0 | 0 | 0 | 0 | 0 | 0 | 0 | 0 | VAT / special taxes | […] | […] | […] | […] | […] | […] | […] | […] | […] | kWh | kWh | […] | […] | […] | […] | […] | […] | […] | […]
|  |  | Subsidies | EUR / kWh |  | 0 | 0 | 0 | 0 | 0 | 0 | 0 | 0 | 0 | 0 | 0 | 0 | 0 | 0 | 0 | 0 | 0 | 0 | 0 | 0 | 0 | 0 | 0 | 0 | 0 | 0 | 0 | 0 | 0 | 0 | 0 | 0 | 0 | 0 | 0 | 0 | Subsidies | […] | […] | […] | […] | […] | […] | […] | […] | […] | kWh | kWh | […] | […] | […] | […] | […] | […] | […] | […]
|  |  | Total cost - without taxes and subsidies | EUR | 0 | 0 | 0 | 0 | 0 | 0 | 0 | 0 | 0 | 0 | 0 | 0 | 0 | 0 | 0 | 0 | 0 | 0 | 0 | 0 | 0 | 0 | 0 | 0 | 0 | 0 | 0 | 0 | 0 | 0 | 0 | 0 | 0 | 0 | 0 | 0 | 0 | Total cost - without taxes and subsidies | […] | […] | […] | […] | […] | […] | […] | […] | […]
|  |  | Total cost - with taxes and subsidies | EUR | 0 | 0 | 0 | 0 | 0 | 0 | 0 | 0 | 0 | 0 | 0 | 0 | 0 | 0 | 0 | 0 | 0 | 0 | 0 | 0 | 0 | 0 | 0 | 0 | 0 | 0 | 0 | 0 | 0 | 0 | 0 | 0 | 0 | 0 | 0 | 0 | 0 | Total cost - with taxes and subsidies | […] | […] | […] | […] | […] | […] | […] | […] | […]
|  | Maintenance costs | [39 empty] | Maintenance costs | […] | […] | […] | […] | […] | […] | […] | […] | […]
|  |  | Building maintenance | EUR | 3800 | 0 | 200 | 200 | 200 | 200 | 200 | 200 | 200 | 200 | 200 | 200 | 200 | 200 | 200 | 200 | 200 | 200 | 200 | 200 | 200 | 0 | 0 | 0 | 0 | 0 | 0 | 0 | 0 | 0 | 0 | 0 | 0 | 0 | 0 | 0 | 0 | Building maintenance | […] | […] | […] | […] | […] | […] | […] | […] | […]
|  |  | Equipment maintenance | EUR | 9500 | 0 | 500 | 500 | 500 | 500 | 500 | 500 | 500 | 500 | 500 | 500 | 500 | 500 | 500 | 500 | 500 | 500 | 500 | 500 | 500 | 0 | 0 | 0 | 0 | 0 | 0 | 0 | 0 | 0 | 0 | 0 | 0 | 0 | 0 | 0 | 0 | Equipment maintenance | […] | […] | […] | […] | […] | […] | […] | […] | […]
|  |  | Insurance | EUR | 57000 | 0 | 3000 | 3000 | 3000 | 3000 | 3000 | 3000 | 3000 | 3000 | 3000 | 3000 | 3000 | 3000 | 3000 | 3000 | 3000 | 3000 | 3000 | 3000 | 3000 | 0 | 0 | 0 | 0 | 0 | 0 | 0 | 0 | 0 | 0 | 0 | 0 | 0 | 0 | 0 | 0 | Insurance | […] | […] | […] | […] | […] | […] | […] | […] | […]
|  |  | Licence fees | EUR | 0 | 0 | 0 | 0 | 0 | 0 | 0 | 0 | 0 | 0 | 0 | 0 | 0 | 0 | 0 | 0 | 0 | 0 | 0 | 0 | 0 | 0 | 0 | 0 | 0 | 0 | 0 | 0 | 0 | 0 | 0 | 0 | 0 | 0 | 0 | 0 | 0 | Licence fees | […] | […] | […] | […] | […] | […] | […] | […] | […]
|  |  | Other | EUR | 0 | 0 | 0 | 0 | 0 | 0 | 0 | 0 | 0 | 0 | 0 | 0 | 0 | 0 | 0 | 0 | 0 | 0 | 0 | 0 | 0 | 0 | 0 | 0 | 0 | 0 | 0 | 0 | 0 | 0 | 0 | 0 | 0 | 0 | 0 | 0 | 0 | Other | […] | […] | […] | […] | […] | […] | […] | […] | […]
|  |  | Total cost | EUR | 70300 | 0 | 3700 | 3700 | 3700 | 3700 | 3700 | 3700 | 3700 | 3700 | 3700 | 3700 | 3700 | 3700 | 3700 | 3700 | 3700 | 3700 | 3700 | 3700 | 3700 | 0 | 0 | 0 | 0 | 0 | 0 | 0 | 0 | 0 | 0 | 0 | 0 | 0 | 0 | 0 | 0 | Total cost | […] | […] | […] | […] | […] | […] | […] | […] | […]
|  |  | VAT expense | EUR |  | 0 | 851 | 851 | 851 | 851 | 851 | 851 | 851 | 851 | 851 | 851 | 851 | 851 | 851 | 851 | 851 | 851 | 851 | 851 | 851 | 0 | 0 | 0 | 0 | 0 | 0 | 0 | 0 | 0 | 0 | 0 | 0 | 0 | 0 | 0 | 0 | VAT expense | […] | […] | […] | […] | […] | […] | […] | […] | […]
|  |  | Total cost incl. VAT | EUR | 86469 | 0 | 4551 | 4551 | 4551 | 4551 | 4551 | 4551 | 4551 | 4551 | 4551 | 4551 | 4551 | 4551 | 4551 | 4551 | 4551 | 4551 | 4551 | 4551 | 4551 | 0 | 0 | 0 | 0 | 0 | 0 | 0 | 0 | 0 | 0 | 0 | 0 | 0 | 0 | 0 | 0 | Total cost incl. VAT | […] | […] | […] | […] | […] | […] | […] | […] | […]
|  | External sub-contracting | [39 empty] | External sub-contracting | […] | […] | […] | […] | […] | […] | […] | […] | […]
|  |  | […] | EUR | 0 | 0 | 0 | 0 | 0 | 0 | 0 | 0 | 0 | 0 | 0 | 0 | 0 | 0 | 0 | 0 | 0 | 0 | 0 | 0 | 0 | 0 | 0 | 0 | 0 | 0 | 0 | 0 | 0 | 0 | 0 | 0 | 0 | 0 | 0 | 0 | 0
|  |  | […] | EUR | 0 | 0 | 0 | 0 | 0 | 0 | 0 | 0 | 0 | 0 | 0 | 0 | 0 | 0 | 0 | 0 | 0 | 0 | 0 | 0 | 0 | 0 | 0 | 0 | 0 | 0 | 0 | 0 | 0 | 0 | 0 | 0 | 0 | 0 | 0 | 0 | 0
|  |  | […] | EUR | 0 | 0 | 0 | 0 | 0 | 0 | 0 | 0 | 0 | 0 | 0 | 0 | 0 | 0 | 0 | 0 | 0 | 0 | 0 | 0 | 0 | 0 | 0 | 0 | 0 | 0 | 0 | 0 | 0 | 0 | 0 | 0 | 0 | 0 | 0 | 0 | 0
|  |  | […] | EUR | 0 | 0 | 0 | 0 | 0 | 0 | 0 | 0 | 0 | 0 | 0 | 0 | 0 | 0 | 0 | 0 | 0 | 0 | 0 | 0 | 0 | 0 | 0 | 0 | 0 | 0 | 0 | 0 | 0 | 0 | 0 | 0 | 0 | 0 | 0 | 0 | 0
|  |  | […] | EUR | 0 | 0 | 0 | 0 | 0 | 0 | 0 | 0 | 0 | 0 | 0 | 0 | 0 | 0 | 0 | 0 | 0 | 0 | 0 | 0 | 0 | 0 | 0 | 0 | 0 | 0 | 0 | 0 | 0 | 0 | 0 | 0 | 0 | 0 | 0 | 0 | 0
|  |  | Total cost | EUR | 0 | 0 | 0 | 0 | 0 | 0 | 0 | 0 | 0 | 0 | 0 | 0 | 0 | 0 | 0 | 0 | 0 | 0 | 0 | 0 | 0 | 0 | 0 | 0 | 0 | 0 | 0 | 0 | 0 | 0 | 0 | 0 | 0 | 0 | 0 | 0 | 0 | Total cost | […] | […] | […] | […] | […] | […] | […] | […] | […]
|  |  | VAT expense | EUR |  | 0 | 0 | 0 | 0 | 0 | 0 | 0 | 0 | 0 | 0 | 0 | 0 | 0 | 0 | 0 | 0 | 0 | 0 | 0 | 0 | 0 | 0 | 0 | 0 | 0 | 0 | 0 | 0 | 0 | 0 | 0 | 0 | 0 | 0 | 0 | 0 | VAT expense | […] | […] | […] | […] | […] | […] | […] | […] | […]
|  |  | Total cost incl. VAT | EUR | 0 | 0 | 0 | 0 | 0 | 0 | 0 | 0 | 0 | 0 | 0 | 0 | 0 | 0 | 0 | 0 | 0 | 0 | 0 | 0 | 0 | 0 | 0 | 0 | 0 | 0 | 0 | 0 | 0 | 0 | 0 | 0 | 0 | 0 | 0 | 0 | 0 | Total cost incl. VAT | […] | […] | […] | […] | […] | […] | […] | […] | […]
|  | Other | [39 empty] | Other | […] | […] | […] | […] | […] | […] | […] | […] | […]
|  |  | […] | EUR | 0 | 0 | 0 | 0 | 0 | 0 | 0 | 0 | 0 | 0 | 0 | 0 | 0 | 0 | 0 | 0 | 0 | 0 | 0 | 0 | 0 | 0 | 0 | 0 | 0 | 0 | 0 | 0 | 0 | 0 | 0 | 0 | 0 | 0 | 0 | 0 | 0
|  |  | […] | EUR | 0 | 0 | 0 | 0 | 0 | 0 | 0 | 0 | 0 | 0 | 0 | 0 | 0 | 0 | 0 | 0 | 0 | 0 | 0 | 0 | 0 | 0 | 0 | 0 | 0 | 0 | 0 | 0 | 0 | 0 | 0 | 0 | 0 | 0 | 0 | 0 | 0
|  |  | […] | EUR | 0 | 0 | 0 | 0 | 0 | 0 | 0 | 0 | 0 | 0 | 0 | 0 | 0 | 0 | 0 | 0 | 0 | 0 | 0 | 0 | 0 | 0 | 0 | 0 | 0 | 0 | 0 | 0 | 0 | 0 | 0 | 0 | 0 | 0 | 0 | 0 | 0
|  |  | […] | EUR | 0 | 0 | 0 | 0 | 0 | 0 | 0 | 0 | 0 | 0 | 0 | 0 | 0 | 0 | 0 | 0 | 0 | 0 | 0 | 0 | 0 | 0 | 0 | 0 | 0 | 0 | 0 | 0 | 0 | 0 | 0 | 0 | 0 | 0 | 0 | 0 | 0
|  |  | […] | EUR | 0 | 0 | 0 | 0 | 0 | 0 | 0 | 0 | 0 | 0 | 0 | 0 | 0 | 0 | 0 | 0 | 0 | 0 | 0 | 0 | 0 | 0 | 0 | 0 | 0 | 0 | 0 | 0 | 0 | 0 | 0 | 0 | 0 | 0 | 0 | 0 | 0
|  |  | Total cost | EUR | 0 | 0 | 0 | 0 | 0 | 0 | 0 | 0 | 0 | 0 | 0 | 0 | 0 | 0 | 0 | 0 | 0 | 0 | 0 | 0 | 0 | 0 | 0 | 0 | 0 | 0 | 0 | 0 | 0 | 0 | 0 | 0 | 0 | 0 | 0 | 0 | 0 | Total cost | […] | […] | […] | […] | […] | […] | […] | […] | […]
|  |  | VAT expense | EUR |  | 0 | 0 | 0 | 0 | 0 | 0 | 0 | 0 | 0 | 0 | 0 | 0 | 0 | 0 | 0 | 0 | 0 | 0 | 0 | 0 | 0 | 0 | 0 | 0 | 0 | 0 | 0 | 0 | 0 | 0 | 0 | 0 | 0 | 0 | 0 | 0 | VAT expense | […] | […] | […] | […] | […] | […] | […] | […] | […]
|  |  | Total cost incl. VAT | EUR | 0 | 0 | 0 | 0 | 0 | 0 | 0 | 0 | 0 | 0 | 0 | 0 | 0 | 0 | 0 | 0 | 0 | 0 | 0 | 0 | 0 | 0 | 0 | 0 | 0 | 0 | 0 | 0 | 0 | 0 | 0 | 0 | 0 | 0 | 0 | 0 | 0 | Total cost incl. VAT | […] | […] | […] | […] | […] | […] | […] | […] | […]
|  | Summary | [39 empty] | Summary | […] | […] | […] | […] | […] | […] | […] | […] | […]
|  |  | Energy costs | EUR | 300229.0886 | 0 | 15801.531 | 15801.531 | 15801.531 | 15801.531 | 15801.531 | 15801.531 | 15801.531 | 15801.531 | 15801.531 | 15801.531 | 15801.531 | 15801.531 | 15801.531 | 15801.531 | 15801.531 | 15801.531 | 15801.531 | 15801.531 | 15801.531 | 0 | 0 | 0 | 0 | 0 | 0 | 0 | 0 | 0 | 0 | 0 | 0 | 0 | 0 | 0 | 0 | Energy costs | […] | […] | […] | […] | […] | […] | […] | […] | […]
|  |  | Maintenance costs | EUR | 70300 | 0 | 3700 | 3700 | 3700 | 3700 | 3700 | 3700 | 3700 | 3700 | 3700 | 3700 | 3700 | 3700 | 3700 | 3700 | 3700 | 3700 | 3700 | 3700 | 3700 | 0 | 0 | 0 | 0 | 0 | 0 | 0 | 0 | 0 | 0 | 0 | 0 | 0 | 0 | 0 | 0 | Maintenance costs | […] | […] | […] | […] | […] | […] | […] | […] | […]
|  |  | External sub-contracting | EUR | 0 | 0 | 0 | 0 | 0 | 0 | 0 | 0 | 0 | 0 | 0 | 0 | 0 | 0 | 0 | 0 | 0 | 0 | 0 | 0 | 0 | 0 | 0 | 0 | 0 | 0 | 0 | 0 | 0 | 0 | 0 | 0 | 0 | 0 | 0 | 0 | 0 | External sub-contracting | […] | […] | […] | […] | […] | […] | […] | […] | […]
|  |  | Other | EUR | 0 | 0 | 0 | 0 | 0 | 0 | 0 | 0 | 0 | 0 | 0 | 0 | 0 | 0 | 0 | 0 | 0 | 0 | 0 | 0 | 0 | 0 | 0 | 0 | 0 | 0 | 0 | 0 | 0 | 0 | 0 | 0 | 0 | 0 | 0 | 0 | 0 | Other | […] | […] | […] | […] | […] | […] | […] | […] | […]
|  |  | Total cost | EUR | 370529.0886 | 0 | 19501.531 | 19501.531 | 19501.531 | 19501.531 | 19501.531 | 19501.531 | 19501.531 | 19501.531 | 19501.531 | 19501.531 | 19501.531 | 19501.531 | 19501.531 | 19501.531 | 19501.531 | 19501.531 | 19501.531 | 19501.531 | 19501.531 | 0 | 0 | 0 | 0 | 0 | 0 | 0 | 0 | 0 | 0 | 0 | 0 | 0 | 0 | 0 | 0 | Total cost | […] | […] | […] | […] | […] | […] | […] | […] | […]
|  |  | Energy costs | EUR | 346488.4445 | 0 | 18236.2339 | 18236.2339 | 18236.2339 | 18236.2339 | 18236.2339 | 18236.2339 | 18236.2339 | 18236.2339 | 18236.2339 | 18236.2339 | 18236.2339 | 18236.2339 | 18236.2339 | 18236.2339 | 18236.2339 | 18236.2339 | 18236.2339 | 18236.2339 | 18236.2339 | 0 | 0 | 0 | 0 | 0 | 0 | 0 | 0 | 0 | 0 | 0 | 0 | 0 | 0 | 0 | 0 | Energy costs | […] | […] | […] | […] | […] | […] | […] | […] | […]
|  |  | Maintenance costs | EUR | 86469 | 0 | 4551 | 4551 | 4551 | 4551 | 4551 | 4551 | 4551 | 4551 | 4551 | 4551 | 4551 | 4551 | 4551 | 4551 | 4551 | 4551 | 4551 | 4551 | 4551 | 0 | 0 | 0 | 0 | 0 | 0 | 0 | 0 | 0 | 0 | 0 | 0 | 0 | 0 | 0 | 0 | Maintenance costs | […] | […] | […] | […] | […] | […] | […] | […] | […]
|  |  | External sub-contracting | EUR | 0 | 0 | 0 | 0 | 0 | 0 | 0 | 0 | 0 | 0 | 0 | 0 | 0 | 0 | 0 | 0 | 0 | 0 | 0 | 0 | 0 | 0 | 0 | 0 | 0 | 0 | 0 | 0 | 0 | 0 | 0 | 0 | 0 | 0 | 0 | 0 | 0 | External sub-contracting | […] | […] | […] | […] | […] | […] | […] | […] | […]
|  |  | Other | EUR | 0 | 0 | 0 | 0 | 0 | 0 | 0 | 0 | 0 | 0 | 0 | 0 | 0 | 0 | 0 | 0 | 0 | 0 | 0 | 0 | 0 | 0 | 0 | 0 | 0 | 0 | 0 | 0 | 0 | 0 | 0 | 0 | 0 | 0 | 0 | 0 | 0 | Other | […] | […] | […] | […] | […] | […] | […] | […] | […]
|  |  | Total cost incl. VAT | EUR | 432957.4445 | 0 | 22787.2339 | 22787.2339 | 22787.2339 | 22787.2339 | 22787.2339 | 22787.2339 | 22787.2339 | 22787.2339 | 22787.2339 | 22787.2339 | 22787.2339 | 22787.2339 | 22787.2339 | 22787.2339 | 22787.2339 | 22787.2339 | 22787.2339 | 22787.2339 | 22787.2339 | 0 | 0 | 0 | 0 | 0 | 0 | 0 | 0 | 0 | 0 | 0 | 0 | 0 | 0 | 0 | 0 | Total cost incl. VAT | […] | […] | […] | […] | […] | […] | […] | […] | […]
| Income tax | [40 empty] | Income tax | […] | […] | […] | […] | […] | […] | […] | […] | […]
|  |  | Income tax | EUR | 0 | 0 | 0 | 0 | 0 | 0 | 0 | 0 | 0 | 0 | 0 | 0 | 0 | 0 | 0 | 0 | 0 | 0 | 0 | 0 | 0 | 0 | 0 | 0 | 0 | 0 | 0 | 0 | 0 | 0 | 0 | 0 | 0 | 0 | 0 | 0 | 0 | Income tax | […] | […] | […] | […] | […] | […] | […] | […] | […]
EPC remuneration | [41 empty] | EPC remuneration | […] | […] | […] | […] | […] | […] | […] | […] | […]
|  | EPC remuneration | [39 empty] | EPC remuneration | […] | […] | […] | […] | […] | […] | […] | […] | […]
|  |  | ESCO participation in cost savings as % of total cost savings | % | 80% | [36 empty] | ESCO participation in cost savings as % of total cost savings | […] | […] | […] | […] | […] | […] | […] | […] | […] | % | % | […] | […] | […] | […] | […] | […] | […] | […]
|  |  | Contract duration | years | 10 | [36 empty] | Contract duration | […] | […] | […] | […] | […] | […] | […] | […] | […] | years | years | […] | […] | […] | […] | […] | […] | […] | […]
|  |  | Total cost savings | EUR | 529795.3731 | 0 | 23620.8091 | 28120.8091 | 28120.8091 | 28120.8091 | 28120.8091 | 28120.8091 | 28120.8091 | 28120.8091 | 28120.8091 | 28120.8091 | 28120.8091 | 28120.8091 | 28120.8091 | 28120.8091 | 28120.8091 | 28120.8091 | 28120.8091 | 28120.8091 | 28120.8091 | 0 | 0 | 0 | 0 | 0 | 0 | 0 | 0 | 0 | 0 | 0 | 0 | 0 | 0 | 0 | 0 | Total cost savings | […] | […] | […] | […] | […] | […] | […] | […] | […]
|  |  | ESCO participation in cost savings | EUR | 224966.4729 | 0 | 0 | 22496.6473 | 22496.6473 | 22496.6473 | 22496.6473 | 22496.6473 | 22496.6473 | 22496.6473 | 22496.6473 | 22496.6473 | 22496.6473 | 0 | 0 | 0 | 0 | 0 | 0 | 0 | 0 | 0 | 0 | 0 | 0 | 0 | 0 | 0 | 0 | 0 | 0 | 0 | 0 | 0 | 0 | 0 | 0 | ESCO participation in cost savings | […] | […] | […] | […] | […] | […] | […] | […] | […]
|  |  | Total cost savings incl. VAT | EUR | 640009.085 | 0 | 28441.0045 | 33976.0045 | 33976.0045 | 33976.0045 | 33976.0045 | 33976.0045 | 33976.0045 | 33976.0045 | 33976.0045 | 33976.0045 | 33976.0045 | 33976.0045 | 33976.0045 | 33976.0045 | 33976.0045 | 33976.0045 | 33976.0045 | 33976.0045 | 33976.0045 | 0 | 0 | 0 | 0 | 0 | 0 | 0 | 0 | 0 | 0 | 0 | 0 | 0 | 0 | 0 | 0 | Total cost savings incl. VAT | […] | […] | […] | […] | […] | […] | […] | […] | […]
|  |  | ESCO participation in cost savings incl. VAT | EUR | 271808.0358 | 0 | 0 | 27180.8036 | 27180.8036 | 27180.8036 | 27180.8036 | 27180.8036 | 27180.8036 | 27180.8036 | 27180.8036 | 27180.8036 | 27180.8036 | 0 | 0 | 0 | 0 | 0 | 0 | 0 | 0 | 0 | 0 | 0 | 0 | 0 | 0 | 0 | 0 | 0 | 0 | 0 | 0 | 0 | 0 | 0 | 0 | ESCO participation in cost savings incl. VAT | […] | […] | […] | […] | […] | […] | […] | […] | […]
Sources of financing | [41 empty] | Sources of financing | […] | […] | […] | […] | […] | […] | […] | […] | […]
|  | Financing model selection | [39 empty] | Financing model selection | […] | […] | […] | […] | […] | […] | […] | […] | […]
|  |  | Financing model selection | text | Own funds + Grant | [36 empty] | Financing model selection | […] | […] | […] | […] | […] | […] | […] | […] | […] | text | tekst | […] | […] | […] | […] | […] | […] | […] | […]
|  |  | Own funds | # | 0
|  |  | Own funds + Grant | # | 1
|  |  | Standard loan | # | 0
|  |  | Standard loan + Grant | # | 0
|  |  | Green loan | # | 0
|  |  | Capital rebate loan (FIs) | # | 0
|  |  | Bonds (standard II) | # | 0
|  |  | Bonds (EuGBS-SLB) | # | 0
|  |  | EPC + Own funds + Grant + Loan | # | 0
|  | Own funds | [39 empty] | Own funds | […] | […] | […] | […] | […] | […] | […] | […] | […]
|  |  | Preparation costs related to the type of financing | EUR | 0 | [36 empty] | Preparation costs related to the type of financing | […] | […] | […] | […] | […] | […] | […] | […] | […]
|  |  | Investment plan with socioeconomic assessment | EUR | 0 | [36 empty] | Investment plan with socioeconomic assessment | […] | […] | […] | […] | […] | […] | […] | […] | […]
|  |  | Other costs | EUR | 0 | [36 empty] | Other costs | […] | […] | […] | […] | […] | […] | […] | […] | […]
|  |  | Financing conditions | [38 empty] | Financing conditions | […] | […] | […] | […] | […] | […] | […] | […] | […]
|  |  | Own funds | [38 empty] | Own funds | […] | […] | […] | […] | […] | […] | […] | […] | […]
|  |  | Entity granting a financing | text | Private | [36 empty] | Entity granting a financing | […] | […] | […] | […] | […] | […] | […] | […] | […] | text | tekst | […] | […] | […] | […] | […] | […] | […] | […]
|  |  | Sources of financing | EUR | 300000 | 30000 | 270000 | 0 | 0 | 0 | 0 | 0 | 0 | 0 | 0 | 0 | 0 | 0 | 0 | 0 | 0 | 0 | 0 | 0 | 0 | 0 | 0 | 0 | 0 | 0 | 0 | 0 | 0 | 0 | 0 | 0 | 0 | 0 | 0 | 0 | 0 | Sources of financing | […] | […] | […] | […] | […] | […] | […] | […] | […]
|  |  | Own funds | EUR | 300000 | 30000 | 270000 | 0 | 0 | 0 | 0 | 0 | 0 | 0 | 0 | 0 | 0 | 0 | 0 | 0 | 0 | 0 | 0 | 0 | 0 | 0 | 0 | 0 | 0 | 0 | 0 | 0 | 0 | 0 | 0 | 0 | 0 | 0 | 0 | 0 | 0 | Own funds | […] | […] | […] | […] | […] | […] | […] | […] | […]
|  |  | Sources of financing - structure | % | 100% | 100% | 100% | 0% | 0% | 0% | 0% | 0% | 0% | 0% | 0% | 0% | 0% | 0% | 0% | 0% | 0% | 0% | 0% | 0% | 0% | 0% | 0% | 0% | 0% | 0% | 0% | 0% | 0% | 0% | 0% | 0% | 0% | 0% | 0% | 0% | 0% | Sources of financing - structure | […] | […] | […] | […] | […] | […] | […] | […] | […] | % | % | […] | […] | […] | […] | […] | […] | […] | […]
|  |  | Own funds | % | 100% | 100% | 100% | 0% | 0% | 0% | 0% | 0% | 0% | 0% | 0% | 0% | 0% | 0% | 0% | 0% | 0% | 0% | 0% | 0% | 0% | 0% | 0% | 0% | 0% | 0% | 0% | 0% | 0% | 0% | 0% | 0% | 0% | 0% | 0% | 0% | 0% | Own funds | […] | […] | […] | […] | […] | […] | […] | […] | […] | % | % | […] | […] | […] | […] | […] | […] | […] | […]
|  |  | Financing expenditures | EUR | 300000 | 30000 | 270000 | 0 | 0 | 0 | 0 | 0 | 0 | 0 | 0 | 0 | 0 | 0 | 0 | 0 | 0 | 0 | 0 | 0 | 0 | 0 | 0 | 0 | 0 | 0 | 0 | 0 | 0 | 0 | 0 | 0 | 0 | 0 | 0 | 0 | 0 | Financing expenditures | […] | […] | […] | […] | […] | […] | […] | […] | […]
|  |  | CAPEX | EUR | 300000 | 30000 | 270000 | 0 | 0 | 0 | 0 | 0 | 0 | 0 | 0 | 0 | 0 | 0 | 0 | 0 | 0 | 0 | 0 | 0 | 0 | 0 | 0 | 0 | 0 | 0 | 0 | 0 | 0 | 0 | 0 | 0 | 0 | 0 | 0 | 0 | 0 | CAPEX | […] | […] | […] | […] | […] | […] | […] | […] | […]
|  |  | Principal | EUR | 0 | [36 empty] | Principal | […] | […] | […] | […] | […] | […] | […] | […] | […]
|  |  | Interest | EUR | 0 | [36 empty] | Interest | […] | […] | […] | […] | […] | […] | […] | […] | […]
|  |  | Preparation costs | EUR | 0 | 0 | 0 | 0 | 0 | 0 | 0 | 0 | 0 | 0 | 0 | 0 | 0 | 0 | 0 | 0 | 0 | 0 | 0 | 0 | 0 | 0 | 0 | 0 | 0 | 0 | 0 | 0 | 0 | 0 | 0 | 0 | 0 | 0 | 0 | 0 | 0 | Preparation costs | […] | […] | […] | […] | […] | […] | […] | […] | […]
|  |  | Other financial costs | EUR | 0 | [36 empty] | Other financial costs | […] | […] | […] | […] | […] | […] | […] | […] | […]
|  | Own funds + Grant | [39 empty] | Own funds + Grant | […] | […] | […] | […] | […] | […] | […] | […] | […]
|  |  | Preparation costs related to the type of financing | EUR | 20000 | [36 empty] | Preparation costs related to the type of financing | […] | […] | […] | […] | […] | […] | […] | […] | […]
|  |  | Project management and reporting | EUR | 10000 | [36 empty] | Project management and reporting | […] | […] | […] | […] | […] | […] | […] | […] | […]
|  |  | Investment plan with socioeconomic assessment | EUR | 0 | [36 empty] | Investment plan with socioeconomic assessment | […] | […] | […] | […] | […] | […] | […] | […] | […]
|  |  | Other costs | EUR | 10000 | [36 empty] | Other costs | […] | […] | […] | […] | […] | […] | […] | […] | […]
|  |  | Financing conditions | [38 empty] | Financing conditions | […] | […] | […] | […] | […] | […] | […] | […] | […]
|  |  | Own funds | [38 empty] | Own funds | […] | […] | […] | […] | […] | […] | […] | […] | […]
|  |  | Entity granting a financing | text | Private | [36 empty] | Entity granting a financing | […] | […] | […] | […] | […] | […] | […] | […] | […] | text | text | […] | […] | […] | […] | […] | […] | […] | […]
|  |  | Grant | [38 empty] | Grant | […] | […] | […] | […] | […] | […] | […] | […] | […]
|  |  | Entity granting a financing | text | Public | [36 empty] | Entity granting a financing | […] | […] | […] | […] | […] | […] | […] | […] | […] | text | text | […] | […] | […] | […] | […] | […] | […] | […]
|  |  | Is public investment financed with EU funds? | text | Yes | [36 empty] | Is public investment financed with EU funds? | […] | […] | […] | […] | […] | […] | […] | […] | […] | text | text | […] | […] | […] | […] | […] | […] | […] | […]
|  |  | Co-financing rate of eligible project costs | % | 30% | [36 empty] | Co-financing rate of eligible project costs | […] | […] | […] | […] | […] | […] | […] | […] | […] | % | % | […] | […] | […] | […] | […] | […] | […] | […]
|  |  | Sources of financing | EUR | 300000 | 30000 | 270000 | 0 | 0 | 0 | 0 | 0 | 0 | 0 | 0 | 0 | 0 | 0 | 0 | 0 | 0 | 0 | 0 | 0 | 0 | 0 | 0 | 0 | 0 | 0 | 0 | 0 | 0 | 0 | 0 | 0 | 0 | 0 | 0 | 0 | 0 | Sources of financing | […] | […] | […] | […] | […] | […] | […] | […] | […]
|  |  | Own funds | EUR | 210000 | 21000 | 189000 | 0 | 0 | 0 | 0 | 0 | 0 | 0 | 0 | 0 | 0 | 0 | 0 | 0 | 0 | 0 | 0 | 0 | 0 | 0 | 0 | 0 | 0 | 0 | 0 | 0 | 0 | 0 | 0 | 0 | 0 | 0 | 0 | 0 | 0 | Own funds | […] | […] | […] | […] | […] | […] | […] | […] | […]
|  |  | Grant | EUR | 90000 | 9000 | 81000 | 0 | 0 | 0 | 0 | 0 | 0 | 0 | 0 | 0 | 0 | 0 | 0 | 0 | 0 | 0 | 0 | 0 | 0 | 0 | 0 | 0 | 0 | 0 | 0 | 0 | 0 | 0 | 0 | 0 | 0 | 0 | 0 | 0 | 0 | Grant | […] | […] | […] | […] | […] | […] | […] | […] | […]
|  |  | Sources of financing - structure | % | 100% | 100% | 100% | 0% | 0% | 0% | 0% | 0% | 0% | 0% | 0% | 0% | 0% | 0% | 0% | 0% | 0% | 0% | 0% | 0% | 0% | 0% | 0% | 0% | 0% | 0% | 0% | 0% | 0% | 0% | 0% | 0% | 0% | 0% | 0% | 0% | 0% | Sources of financing - structure | […] | […] | […] | […] | […] | […] | […] | […] | […] | % | % | […] | […] | […] | […] | […] | […] | […] | […]
|  |  | Own funds | % | 70% | 70% | 70% | 0% | 0% | 0% | 0% | 0% | 0% | 0% | 0% | 0% | 0% | 0% | 0% | 0% | 0% | 0% | 0% | 0% | 0% | 0% | 0% | 0% | 0% | 0% | 0% | 0% | 0% | 0% | 0% | 0% | 0% | 0% | 0% | 0% | 0% | Own funds | […] | […] | […] | […] | […] | […] | […] | […] | […] | % | % | […] | […] | […] | […] | […] | […] | […] | […]
|  |  | Grant | % | 30% | 30% | 30% | 0% | 0% | 0% | 0% | 0% | 0% | 0% | 0% | 0% | 0% | 0% | 0% | 0% | 0% | 0% | 0% | 0% | 0% | 0% | 0% | 0% | 0% | 0% | 0% | 0% | 0% | 0% | 0% | 0% | 0% | 0% | 0% | 0% | 0% | Grant | […] | […] | […] | […] | […] | […] | […] | […] | […] | % | % | […] | […] | […] | […] | […] | […] | […] | […]
|  |  | Financing expenditures | EUR | 230000 | 21000 | 189000 | 20000 | 0 | 0 | 0 | 0 | 0 | 0 | 0 | 0 | 0 | 0 | 0 | 0 | 0 | 0 | 0 | 0 | 0 | 0 | 0 | 0 | 0 | 0 | 0 | 0 | 0 | 0 | 0 | 0 | 0 | 0 | 0 | 0 | 0 | Financing expenditures | […] | […] | […] | […] | […] | […] | […] | […] | […]
|  |  | CAPEX | EUR | 210000 | 21000 | 189000 | 0 | 0 | 0 | 0 | 0 | 0 | 0 | 0 | 0 | 0 | 0 | 0 | 0 | 0 | 0 | 0 | 0 | 0 | 0 | 0 | 0 | 0 | 0 | 0 | 0 | 0 | 0 | 0 | 0 | 0 | 0 | 0 | 0 | 0 | CAPEX | […] | […] | […] | […] | […] | […] | […] | […] | […]
|  |  | Principal | EUR | 0 | [36 empty] | Principal | […] | […] | […] | […] | […] | […] | […] | […] | […]
|  |  | Interest | EUR | 0 | [36 empty] | Interest | […] | […] | […] | […] | […] | […] | […] | […] | […]
|  |  | Preparation costs | EUR | 20000 | 0 | 0 | 20000 | 0 | 0 | 0 | 0 | 0 | 0 | 0 | 0 | 0 | 0 | 0 | 0 | 0 | 0 | 0 | 0 | 0 | 0 | 0 | 0 | 0 | 0 | 0 | 0 | 0 | 0 | 0 | 0 | 0 | 0 | 0 | 0 | 0 | Preparation costs | […] | […] | […] | […] | […] | […] | […] | […] | […]
|  |  | Other financial costs | EUR | 0 | [36 empty] | Other financial costs | […] | […] | […] | […] | […] | […] | […] | […] | […]
|  | Standard loan | [39 empty] | Standard loan | […] | […] | […] | […] | […] | […] | […] | […] | […]
|  |  | Preparation costs related to the type of financing | EUR | 0 | [36 empty] | Preparation costs related to the type of financing | […] | […] | […] | […] | […] | […] | […] | […] | […]
|  |  | Investment plan | EUR | 0 | [36 empty] | Investment plan | […] | […] | […] | […] | […] | […] | […] | […] | […]
|  |  | Other costs | EUR | 0 | [36 empty] | Other costs | […] | […] | […] | […] | […] | […] | […] | […] | […]
|  |  | Financing conditions | [38 empty] | Financing conditions | […] | […] | […] | […] | […] | […] | […] | […] | […]
|  |  | Standard loan | [38 empty] | Standard loan | […] | […] | […] | […] | […] | […] | […] | […] | […]
|  |  | Entity granting a financing | text | Private | [36 empty] | Entity granting a financing | […] | […] | […] | […] | […] | […] | […] | […] | […] | text | text | […] | […] | […] | […] | […] | […] | […] | […]
|  |  | Is public investment financed with EU funds? | text | n/d | [36 empty] | Is public investment financed with EU funds? | […] | […] | […] | […] | […] | […] | […] | […] | […] | text | text | […] | […] | […] | […] | […] | […] | […] | […]
|  |  | Interest rate per annum | % | 5% | [36 empty] | Interest rate per annum | […] | […] | […] | […] | […] | […] | […] | […] | […] | % | % | […] | […] | […] | […] | […] | […] | […] | […]
|  |  | Tenor | years | 10 | [36 empty] | Tenor | […] | […] | […] | […] | […] | […] | […] | […] | […] | years | years | […] | […] | […] | […] | […] | […] | […] | […]
|  |  | Capital repayment per annum | EUR | 30000 | [36 empty] | Capital repayment per annum | […] | […] | […] | […] | […] | […] | […] | […] | […]
|  |  | Sources of financing | EUR | 300000 | 30000 | 270000 | 0 | 0 | 0 | 0 | 0 | 0 | 0 | 0 | 0 | 0 | 0 | 0 | 0 | 0 | 0 | 0 | 0 | 0 | 0 | 0 | 0 | 0 | 0 | 0 | 0 | 0 | 0 | 0 | 0 | 0 | 0 | 0 | 0 | 0 | Sources of financing | […] | […] | […] | […] | […] | […] | […] | […] | […]
|  |  | Standard loan | EUR | 300000 | 30000 | 270000 | 0 | 0 | 0 | 0 | 0 | 0 | 0 | 0 | 0 | 0 | 0 | 0 | 0 | 0 | 0 | 0 | 0 | 0 | 0 | 0 | 0 | 0 | 0 | 0 | 0 | 0 | 0 | 0 | 0 | 0 | 0 | 0 | 0 | 0 | Standard loan | […] | […] | […] | […] | […] | […] | […] | […] | […]
|  |  | Sources of financing - structure | % | 100% | 100% | 100% | 0% | 0% | 0% | 0% | 0% | 0% | 0% | 0% | 0% | 0% | 0% | 0% | 0% | 0% | 0% | 0% | 0% | 0% | 0% | 0% | 0% | 0% | 0% | 0% | 0% | 0% | 0% | 0% | 0% | 0% | 0% | 0% | 0% | 0% | Sources of financing - structure | […] | […] | […] | […] | […] | […] | […] | […] | […] | % | % | […] | […] | […] | […] | […] | […] | […] | […]
|  |  | Standard loan | % | 100% | 100% | 100% | 0% | 0% | 0% | 0% | 0% | 0% | 0% | 0% | 0% | 0% | 0% | 0% | 0% | 0% | 0% | 0% | 0% | 0% | 0% | 0% | 0% | 0% | 0% | 0% | 0% | 0% | 0% | 0% | 0% | 0% | 0% | 0% | 0% | 0% | Standard loan | […] | […] | […] | […] | […] | […] | […] | […] | […] | % | % | […] | […] | […] | […] | […] | […] | […] | […]
|  |  | Loan repayment | [38 empty] | Loan repayment | […] | […] | […] | […] | […] | […] | […] | […] | […]
|  |  | Capital repayment | EUR | 300000 | 0 | 0 | 30000 | 30000 | 30000 | 30000 | 30000 | 30000 | 30000 | 30000 | 30000 | 30000 | 0 | 0 | 0 | 0 | 0 | 0 | 0 | 0 | 0 | 0 | 0 | 0 | 0 | 0 | 0 | 0 | 0 | 0 | 0 | 0 | 0 | 0 | 0 | 0 | Capital repayment | […] | […] | […] | […] | […] | […] | […] | […] | […]
|  |  | Loan balance | EUR |  | 30000 | 300000 | 270000 | 240000 | 210000 | 180000 | 150000 | 120000 | 90000 | 60000 | 30000 | 0 | 0 | 0 | 0 | 0 | 0 | 0 | 0 | 0 | 0 | 0 | 0 | 0 | 0 | 0 | 0 | 0 | 0 | 0 | 0 | 0 | 0 | 0 | 0 | 0 | Loan balance | […] | […] | […] | […] | […] | […] | […] | […] | […]
|  |  | Interest paid | EUR | 75000 | 0 | 0 | 14250 | 12750 | 11250 | 9750 | 8250 | 6750 | 5250 | 3750 | 2250 | 750 | 0 | 0 | 0 | 0 | 0 | 0 | 0 | 0 | 0 | 0 | 0 | 0 | 0 | 0 | 0 | 0 | 0 | 0 | 0 | 0 | 0 | 0 | 0 | 0 | Interest paid | […] | […] | […] | […] | […] | […] | […] | […] | […]
|  |  | Financing expenditures | EUR | 375000 | 0 | 0 | 44250 | 42750 | 41250 | 39750 | 38250 | 36750 | 35250 | 33750 | 32250 | 30750 | 0 | 0 | 0 | 0 | 0 | 0 | 0 | 0 | 0 | 0 | 0 | 0 | 0 | 0 | 0 | 0 | 0 | 0 | 0 | 0 | 0 | 0 | 0 | 0 | Financing expenditures | […] | […] | […] | […] | […] | […] | […] | […] | […]
|  |  | CAPEX | EUR | 0 | [36 empty] | CAPEX | […] | […] | […] | […] | […] | […] | […] | […] | […]
|  |  | Principal | EUR | 300000 | 0 | 0 | 30000 | 30000 | 30000 | 30000 | 30000 | 30000 | 30000 | 30000 | 30000 | 30000 | 0 | 0 | 0 | 0 | 0 | 0 | 0 | 0 | 0 | 0 | 0 | 0 | 0 | 0 | 0 | 0 | 0 | 0 | 0 | 0 | 0 | 0 | 0 | 0 | Principal | […] | […] | […] | […] | […] | […] | […] | […] | […]
|  |  | Interest | EUR | 75000 | 0 | 0 | 14250 | 12750 | 11250 | 9750 | 8250 | 6750 | 5250 | 3750 | 2250 | 750 | 0 | 0 | 0 | 0 | 0 | 0 | 0 | 0 | 0 | 0 | 0 | 0 | 0 | 0 | 0 | 0 | 0 | 0 | 0 | 0 | 0 | 0 | 0 | 0 | Interest | […] | […] | […] | […] | […] | […] | […] | […] | […]
|  |  | Preparation costs | EUR | 0 | 0 | 0 | 0 | 0 | 0 | 0 | 0 | 0 | 0 | 0 | 0 | 0 | 0 | 0 | 0 | 0 | 0 | 0 | 0 | 0 | 0 | 0 | 0 | 0 | 0 | 0 | 0 | 0 | 0 | 0 | 0 | 0 | 0 | 0 | 0 | 0 | Preparation costs | […] | […] | […] | […] | […] | […] | […] | […] | […]
|  |  | Other financial costs | EUR | 0 | [36 empty] | Other financial costs | […] | […] | […] | […] | […] | […] | […] | […] | […]
|  | Standard loan + Grant | [39 empty] | Standard loan + Grant | […] | […] | […] | […] | […] | […] | […] | […] | […]
|  |  | Preparation costs related to the type of financing | EUR | 0 | [36 empty] | Preparation costs related to the type of financing | […] | […] | […] | […] | […] | […] | […] | […] | […]
|  |  | Investment plan | EUR | 0 | [36 empty] | Investment plan | […] | […] | […] | […] | […] | […] | […] | […] | […]
|  |  | Project management and reporting | EUR | 0 | [36 empty] | Project management and reporting | […] | […] | […] | […] | […] | […] | […] | […] | […]
|  |  | Other costs | EUR | 0 | [36 empty] | Other costs | […] | […] | […] | […] | […] | […] | […] | […] | […]
|  |  | Financing conditions | [38 empty] | Financing conditions | […] | […] | […] | […] | […] | […] | […] | […] | […]
|  |  | Standard loan | [38 empty] | Standard loan | […] | […] | […] | […] | […] | […] | […] | […] | […]
|  |  | Entity granting a financing | text | Private | [36 empty] | Entity granting a financing | […] | […] | […] | […] | […] | […] | […] | […] | […] | text | tekst | […] | […] | […] | […] | […] | […] | […] | […]
|  |  | Is public investment financed with EU funds? | text | n/d | [36 empty] | Is public investment financed with EU funds? | […] | […] | […] | […] | […] | […] | […] | […] | […] | text | tekst | […] | […] | […] | […] | […] | […] | […] | […]
|  |  | Interest rate per annum | % | 5% | [36 empty] | Interest rate per annum | […] | […] | […] | […] | […] | […] | […] | […] | […] | % | % | […] | […] | […] | […] | […] | […] | […] | […]
|  |  | Tenor | years | 15 | [36 empty] | Tenor | […] | […] | […] | […] | […] | […] | […] | […] | […] | years | lata | […] | […] | […] | […] | […] | […] | […] | […]
|  |  | Capital repayment per annum | EUR | 10000 | [36 empty] | Capital repayment per annum | […] | […] | […] | […] | […] | […] | […] | […] | […]
|  |  | Grant | [38 empty] | Grant | […] | […] | […] | […] | […] | […] | […] | […] | […]
|  |  | Entity granting a financing | text | Public | [36 empty] | Entity granting a financing | […] | […] | […] | […] | […] | […] | […] | […] | […] | text | tekst | […] | […] | […] | […] | […] | […] | […] | […]
|  |  | Is public investment financed with EU funds? | text | Yes | [36 empty] | Is public investment financed with EU funds? | […] | […] | […] | […] | […] | […] | […] | […] | […] | text | tekst | […] | […] | […] | […] | […] | […] | […] | […]
|  |  | Co-financing rate of eligible project costs | % | 50% | [36 empty] | Co-financing rate of eligible project costs | […] | […] | […] | […] | […] | […] | […] | […] | […] | % | % | […] | […] | […] | […] | […] | […] | […] | […]
|  |  | Sources of financing | EUR | 300000 | 30000 | 270000 | 0 | 0 | 0 | 0 | 0 | 0 | 0 | 0 | 0 | 0 | 0 | 0 | 0 | 0 | 0 | 0 | 0 | 0 | 0 | 0 | 0 | 0 | 0 | 0 | 0 | 0 | 0 | 0 | 0 | 0 | 0 | 0 | 0 | 0 | Sources of financing | […] | […] | […] | […] | […] | […] | […] | […] | […]
|  |  | Standard loan | EUR | 150000 | 15000 | 135000 | 0 | 0 | 0 | 0 | 0 | 0 | 0 | 0 | 0 | 0 | 0 | 0 | 0 | 0 | 0 | 0 | 0 | 0 | 0 | 0 | 0 | 0 | 0 | 0 | 0 | 0 | 0 | 0 | 0 | 0 | 0 | 0 | 0 | 0 | Standard loan | […] | […] | […] | […] | […] | […] | […] | […] | […]
|  |  | Grant | EUR | 150000 | 15000 | 135000 | 0 | 0 | 0 | 0 | 0 | 0 | 0 | 0 | 0 | 0 | 0 | 0 | 0 | 0 | 0 | 0 | 0 | 0 | 0 | 0 | 0 | 0 | 0 | 0 | 0 | 0 | 0 | 0 | 0 | 0 | 0 | 0 | 0 | 0 | Grant | […] | […] | […] | […] | […] | […] | […] | […] | […]
|  |  | Sources of financing - structure | % | 100% | 100% | 100% | 0% | 0% | 0% | 0% | 0% | 0% | 0% | 0% | 0% | 0% | 0% | 0% | 0% | 0% | 0% | 0% | 0% | 0% | 0% | 0% | 0% | 0% | 0% | 0% | 0% | 0% | 0% | 0% | 0% | 0% | 0% | 0% | 0% | 0% | Sources of financing - structure | […] | […] | […] | […] | […] | […] | […] | […] | […] | % | % | […] | […] | […] | […] | […] | […] | […] | […]
|  |  | Standard loan | % | 50% | 50% | 50% | 0% | 0% | 0% | 0% | 0% | 0% | 0% | 0% | 0% | 0% | 0% | 0% | 0% | 0% | 0% | 0% | 0% | 0% | 0% | 0% | 0% | 0% | 0% | 0% | 0% | 0% | 0% | 0% | 0% | 0% | 0% | 0% | 0% | 0% | Standard loan | […] | […] | […] | […] | […] | […] | […] | […] | […] | % | % | […] | […] | […] | […] | […] | […] | […] | […]
|  |  | Grant | % | 50% | 50% | 50% | 0% | 0% | 0% | 0% | 0% | 0% | 0% | 0% | 0% | 0% | 0% | 0% | 0% | 0% | 0% | 0% | 0% | 0% | 0% | 0% | 0% | 0% | 0% | 0% | 0% | 0% | 0% | 0% | 0% | 0% | 0% | 0% | 0% | 0% | Grant | […] | […] | […] | […] | […] | […] | […] | […] | […] | % | % | […] | […] | […] | […] | […] | […] | […] | […]
|  |  | Loan repayment | [38 empty] | Loan repayment | […] | […] | […] | […] | […] | […] | […] | […] | […]
|  |  | Capital repayment | EUR | 150000 | 0 | 0 | 10000 | 10000 | 10000 | 10000 | 10000 | 10000 | 10000 | 10000 | 10000 | 10000 | 10000 | 10000 | 10000 | 10000 | 10000 | 0 | 0 | 0 | 0 | 0 | 0 | 0 | 0 | 0 | 0 | 0 | 0 | 0 | 0 | 0 | 0 | 0 | 0 | 0 | Capital repayment | […] | […] | […] | […] | […] | […] | […] | […] | […]
|  |  | Loan balance | EUR |  | 15000 | 150000 | 140000 | 130000 | 120000 | 110000 | 100000 | 90000 | 80000 | 70000 | 60000 | 50000 | 40000 | 30000 | 20000 | 10000 | 0 | 0 | 0 | 0 | 0 | 0 | 0 | 0 | 0 | 0 | 0 | 0 | 0 | 0 | 0 | 0 | 0 | 0 | 0 | 0 | Loan balance | […] | […] | […] | […] | […] | […] | […] | […] | […]
|  |  | Interest paid | EUR | 56250 | 0 | 0 | 7250 | 6750 | 6250 | 5750 | 5250 | 4750 | 4250 | 3750 | 3250 | 2750 | 2250 | 1750 | 1250 | 750 | 250 | 0 | 0 | 0 | 0 | 0 | 0 | 0 | 0 | 0 | 0 | 0 | 0 | 0 | 0 | 0 | 0 | 0 | 0 | 0 | Interest paid | […] | […] | […] | […] | […] | […] | […] | […] | […]
|  |  | Financing expenditures | EUR | 206250 | 0 | 0 | 17250 | 16750 | 16250 | 15750 | 15250 | 14750 | 14250 | 13750 | 13250 | 12750 | 12250 | 11750 | 11250 | 10750 | 10250 | 0 | 0 | 0 | 0 | 0 | 0 | 0 | 0 | 0 | 0 | 0 | 0 | 0 | 0 | 0 | 0 | 0 | 0 | 0 | Financing expenditures | […] | […] | […] | […] | […] | […] | […] | […] | […]
|  |  | CAPEX | EUR | 0 | [36 empty] | CAPEX | […] | […] | […] | […] | […] | […] | […] | […] | […]
|  |  | Principal | EUR | 150000 | 0 | 0 | 10000 | 10000 | 10000 | 10000 | 10000 | 10000 | 10000 | 10000 | 10000 | 10000 | 10000 | 10000 | 10000 | 10000 | 10000 | 0 | 0 | 0 | 0 | 0 | 0 | 0 | 0 | 0 | 0 | 0 | 0 | 0 | 0 | 0 | 0 | 0 | 0 | 0 | Principal | […] | […] | […] | […] | […] | […] | […] | […] | […]
|  |  | Interest | EUR | 56250 | 0 | 0 | 7250 | 6750 | 6250 | 5750 | 5250 | 4750 | 4250 | 3750 | 3250 | 2750 | 2250 | 1750 | 1250 | 750 | 250 | 0 | 0 | 0 | 0 | 0 | 0 | 0 | 0 | 0 | 0 | 0 | 0 | 0 | 0 | 0 | 0 | 0 | 0 | 0 | Interest | […] | […] | […] | […] | […] | […] | […] | […] | […]
|  |  | Preparation costs | EUR | 0 | 0 | 0 | 0 | 0 | 0 | 0 | 0 | 0 | 0 | 0 | 0 | 0 | 0 | 0 | 0 | 0 | 0 | 0 | 0 | 0 | 0 | 0 | 0 | 0 | 0 | 0 | 0 | 0 | 0 | 0 | 0 | 0 | 0 | 0 | 0 | 0 | Preparation costs | […] | […] | […] | […] | […] | […] | […] | […] | […]
|  |  | Other financial costs | EUR | 0 | [36 empty] | Other financial costs | […] | […] | […] | […] | […] | […] | […] | […] | […]
|  | Green loan | [39 empty] | Green loan | […] | […] | […] | […] | […] | […] | […] | […] | […]
|  |  | Preparation costs related to the type of financing | EUR | 0 | [36 empty] | Preparation costs related to the type of financing | […] | […] | […] | […] | […] | […] | […] | […] | […]
|  |  | Investment plan | EUR | 0 | [36 empty] | Investment plan | […] | […] | […] | […] | […] | […] | […] | […] | […]
|  |  | Other costs | EUR | 0 | [36 empty] | Other costs | […] | […] | […] | […] | […] | […] | […] | […] | […]
|  |  | Financing conditions | [38 empty] | Financing conditions | […] | […] | […] | […] | […] | […] | […] | […] | […]
|  |  | Green loan | [38 empty] | Green loan | […] | […] | […] | […] | […] | […] | […] | […] | […]
|  |  | Entity granting a financing | text | Public | [36 empty] | Entity granting a financing | […] | […] | […] | […] | […] | […] | […] | […] | […] | text | tekst | […] | […] | […] | […] | […] | […] | […] | […]
|  |  | Is public investment financed with EU funds? | text | Yes | [36 empty] | Is public investment financed with EU funds? | […] | […] | […] | […] | […] | […] | […] | […] | […] | text | tekst | […] | […] | […] | […] | […] | […] | […] | […]
|  |  | Interest rate per annum | % | 4.5% | [36 empty] | Interest rate per annum | […] | […] | […] | […] | […] | […] | […] | […] | […] | % | % | […] | […] | […] | […] | […] | […] | […] | […]
|  |  | Tenor | years | 10 | [36 empty] | Tenor | […] | […] | […] | […] | […] | […] | […] | […] | […] | years | lata | […] | […] | […] | […] | […] | […] | […] | […]
|  |  | Capital repayment per annum | EUR | 30000 | [36 empty] | Capital repayment per annum | […] | […] | […] | […] | […] | […] | […] | […] | […]
|  |  | Sources of financing | EUR | 300000 | 30000 | 270000 | 0 | 0 | 0 | 0 | 0 | 0 | 0 | 0 | 0 | 0 | 0 | 0 | 0 | 0 | 0 | 0 | 0 | 0 | 0 | 0 | 0 | 0 | 0 | 0 | 0 | 0 | 0 | 0 | 0 | 0 | 0 | 0 | 0 | 0 | Sources of financing | […] | […] | […] | […] | […] | […] | […] | […] | […]
|  |  | Green loan | EUR | 300000 | 30000 | 270000 | 0 | 0 | 0 | 0 | 0 | 0 | 0 | 0 | 0 | 0 | 0 | 0 | 0 | 0 | 0 | 0 | 0 | 0 | 0 | 0 | 0 | 0 | 0 | 0 | 0 | 0 | 0 | 0 | 0 | 0 | 0 | 0 | 0 | 0 | Green loan | […] | […] | […] | […] | […] | […] | […] | […] | […]
|  |  | Sources of financing - structure | % | 100% | 100% | 100% | 0% | 0% | 0% | 0% | 0% | 0% | 0% | 0% | 0% | 0% | 0% | 0% | 0% | 0% | 0% | 0% | 0% | 0% | 0% | 0% | 0% | 0% | 0% | 0% | 0% | 0% | 0% | 0% | 0% | 0% | 0% | 0% | 0% | 0% | Sources of financing - structure | […] | […] | […] | […] | […] | […] | […] | […] | […] | % | % | […] | […] | […] | […] | […] | […] | […] | […]
|  |  | Green loan | % | 100% | 100% | 100% | 0% | 0% | 0% | 0% | 0% | 0% | 0% | 0% | 0% | 0% | 0% | 0% | 0% | 0% | 0% | 0% | 0% | 0% | 0% | 0% | 0% | 0% | 0% | 0% | 0% | 0% | 0% | 0% | 0% | 0% | 0% | 0% | 0% | 0% | Green loan | […] | […] | […] | […] | […] | […] | […] | […] | […] | % | % | […] | […] | […] | […] | […] | […] | […] | […]
|  |  | Loan repayment | [38 empty] | Loan repayment | […] | […] | […] | […] | […] | […] | […] | […] | […]
|  |  | Capital repayment | EUR | 300000 | 0 | 0 | 30000 | 30000 | 30000 | 30000 | 30000 | 30000 | 30000 | 30000 | 30000 | 30000 | 0 | 0 | 0 | 0 | 0 | 0 | 0 | 0 | 0 | 0 | 0 | 0 | 0 | 0 | 0 | 0 | 0 | 0 | 0 | 0 | 0 | 0 | 0 | 0 | Capital repayment | […] | […] | […] | […] | […] | […] | […] | […] | […]
|  |  | Loan balance | EUR |  | 30000 | 300000 | 270000 | 240000 | 210000 | 180000 | 150000 | 120000 | 90000 | 60000 | 30000 | 0 | 0 | 0 | 0 | 0 | 0 | 0 | 0 | 0 | 0 | 0 | 0 | 0 | 0 | 0 | 0 | 0 | 0 | 0 | 0 | 0 | 0 | 0 | 0 | 0 | Loan balance | […] | […] | […] | […] | […] | […] | […] | […] | […]
|  |  | Interest paid | EUR | 67500 | 0 | 0 | 12825 | 11475 | 10125 | 8775 | 7425 | 6075 | 4725 | 3375 | 2025 | 675 | 0 | 0 | 0 | 0 | 0 | 0 | 0 | 0 | 0 | 0 | 0 | 0 | 0 | 0 | 0 | 0 | 0 | 0 | 0 | 0 | 0 | 0 | 0 | 0 | Interest paid | […] | […] | […] | […] | […] | […] | […] | […] | […]
|  |  | Financing expenditures | EUR | 367500 | 0 | 0 | 42825 | 41475 | 40125 | 38775 | 37425 | 36075 | 34725 | 33375 | 32025 | 30675 | 0 | 0 | 0 | 0 | 0 | 0 | 0 | 0 | 0 | 0 | 0 | 0 | 0 | 0 | 0 | 0 | 0 | 0 | 0 | 0 | 0 | 0 | 0 | 0 | Financing expenditures | […] | […] | […] | […] | […] | […] | […] | […] | […]
|  |  | CAPEX | EUR | 0 | [36 empty] | CAPEX | […] | […] | […] | […] | […] | […] | […] | […] | […]
|  |  | Principal | EUR | 300000 | 0 | 0 | 30000 | 30000 | 30000 | 30000 | 30000 | 30000 | 30000 | 30000 | 30000 | 30000 | 0 | 0 | 0 | 0 | 0 | 0 | 0 | 0 | 0 | 0 | 0 | 0 | 0 | 0 | 0 | 0 | 0 | 0 | 0 | 0 | 0 | 0 | 0 | 0 | Principal | […] | […] | […] | […] | […] | […] | […] | […] | […]
|  |  | Interest | EUR | 67500 | 0 | 0 | 12825 | 11475 | 10125 | 8775 | 7425 | 6075 | 4725 | 3375 | 2025 | 675 | 0 | 0 | 0 | 0 | 0 | 0 | 0 | 0 | 0 | 0 | 0 | 0 | 0 | 0 | 0 | 0 | 0 | 0 | 0 | 0 | 0 | 0 | 0 | 0 | Interest | […] | […] | […] | […] | […] | […] | […] | […] | […]
|  |  | Preparation costs | EUR | 0 | 0 | 0 | 0 | 0 | 0 | 0 | 0 | 0 | 0 | 0 | 0 | 0 | 0 | 0 | 0 | 0 | 0 | 0 | 0 | 0 | 0 | 0 | 0 | 0 | 0 | 0 | 0 | 0 | 0 | 0 | 0 | 0 | 0 | 0 | 0 | 0 | Preparation costs | […] | […] | […] | […] | […] | […] | […] | […] | […]
|  |  | Other financial costs | EUR | 0 | [36 empty] | Other financial costs | […] | […] | […] | […] | […] | […] | […] | […] | […]
|  | Capital rebate loan (FIs) | [39 empty] | Capital rebate loan (FIs) | […] | […] | […] | […] | […] | […] | […] | […] | […]
|  |  | Preparation costs related to the type of financing | EUR | 10000 | [36 empty] | Preparation costs related to the type of financing | […] | […] | […] | […] | […] | […] | […] | […] | […]
|  |  | Investment plan | EUR | 10000 | [36 empty] | Investment plan | […] | […] | […] | […] | […] | […] | […] | […] | […]
|  |  | Other costs | EUR | 0 | [36 empty] | Other costs | […] | […] | […] | […] | […] | […] | […] | […] | […]
|  |  | Financing conditions | [38 empty] | Financing conditions | […] | […] | […] | […] | […] | […] | […] | […] | […]
|  |  | Capital rebate loan (FIs) | [38 empty] | Capital rebate loan (FIs) | […] | […] | […] | […] | […] | […] | […] | […] | […]
|  |  | Entity granting a financing | text | Public | [36 empty] | Entity granting a financing | […] | […] | […] | […] | […] | […] | […] | […] | […] | text | tekst | […] | […] | […] | […] | […] | […] | […] | […]
|  |  | Is public investment financed with EU funds? | text | Yes | [36 empty] | Is public investment financed with EU funds? | […] | […] | […] | […] | […] | […] | […] | […] | […] | text | tekst | […] | […] | […] | […] | […] | […] | […] | […]
|  |  | Co-financing rate of eligible project costs | % | 50% | [36 empty] | Co-financing rate of eligible project costs | […] | […] | […] | […] | […] | […] | […] | […] | […] | % | % | […] | […] | […] | […] | […] | […] | […] | […]
|  |  | Interest rate per annum | % | 7% | [36 empty] | Interest rate per annum | […] | […] | […] | […] | […] | […] | […] | […] | […] | % | % | […] | […] | […] | […] | […] | […] | […] | […]
|  |  | Tenor | years | 10 | [36 empty] | Tenor | […] | […] | […] | […] | […] | […] | […] | […] | […] | years | lata | […] | […] | […] | […] | […] | […] | […] | […]
|  |  | Capital repayment per annum | EUR | 15000 | [36 empty] | Capital repayment per annum | […] | […] | […] | […] | […] | […] | […] | […] | […]
|  |  | Sources of financing | EUR | 300000 | 30000 | 270000 | 0 | 0 | 0 | 0 | 0 | 0 | 0 | 0 | 0 | 0 | 0 | 0 | 0 | 0 | 0 | 0 | 0 | 0 | 0 | 0 | 0 | 0 | 0 | 0 | 0 | 0 | 0 | 0 | 0 | 0 | 0 | 0 | 0 | 0 | Sources of financing | […] | […] | […] | […] | […] | […] | […] | […] | […]
|  |  | Capital rebate loan (FIs) | EUR | 150000 | 15000 | 135000 | 0 | 0 | 0 | 0 | 0 | 0 | 0 | 0 | 0 | 0 | 0 | 0 | 0 | 0 | 0 | 0 | 0 | 0 | 0 | 0 | 0 | 0 | 0 | 0 | 0 | 0 | 0 | 0 | 0 | 0 | 0 | 0 | 0 | 0 | Capital rebate loan (FIs) | […] | […] | […] | […] | […] | […] | […] | […] | […]
|  |  | Capital rebate | EUR | 150000 | 15000 | 135000 | 0 | 0 | 0 | 0 | 0 | 0 | 0 | 0 | 0 | 0 | 0 | 0 | 0 | 0 | 0 | 0 | 0 | 0 | 0 | 0 | 0 | 0 | 0 | 0 | 0 | 0 | 0 | 0 | 0 | 0 | 0 | 0 | 0 | 0 | Capital rebate | […] | […] | […] | […] | […] | […] | […] | […] | […]
|  |  | Sources of financing - structure | % | 100% | 100% | 100% | 0% | 0% | 0% | 0% | 0% | 0% | 0% | 0% | 0% | 0% | 0% | 0% | 0% | 0% | 0% | 0% | 0% | 0% | 0% | 0% | 0% | 0% | 0% | 0% | 0% | 0% | 0% | 0% | 0% | 0% | 0% | 0% | 0% | 0% | Sources of financing - structure | […] | […] | […] | […] | […] | […] | […] | […] | […] | % | % | […] | […] | […] | […] | […] | […] | […] | […]
|  |  | Capital rebate loan (FIs) | % | 50% | 50% | 50% | 0% | 0% | 0% | 0% | 0% | 0% | 0% | 0% | 0% | 0% | 0% | 0% | 0% | 0% | 0% | 0% | 0% | 0% | 0% | 0% | 0% | 0% | 0% | 0% | 0% | 0% | 0% | 0% | 0% | 0% | 0% | 0% | 0% | 0% | Capital rebate loan (FIs) | […] | […] | […] | […] | […] | […] | […] | […] | […] | % | % | […] | […] | […] | […] | […] | […] | […] | […]
|  |  | Capital rebate | % | 50% | 50% | 50% | 0% | 0% | 0% | 0% | 0% | 0% | 0% | 0% | 0% | 0% | 0% | 0% | 0% | 0% | 0% | 0% | 0% | 0% | 0% | 0% | 0% | 0% | 0% | 0% | 0% | 0% | 0% | 0% | 0% | 0% | 0% | 0% | 0% | 0% | Capital rebate | […] | […] | […] | […] | […] | […] | […] | […] | […] | % | % | […] | […] | […] | […] | […] | […] | […] | […]
|  |  | Loan repayment | [38 empty] | Loan repayment | […] | […] | […] | […] | […] | […] | […] | […] | […]
|  |  | Capital repayment | EUR | 150000 | 0 | 0 | 15000 | 15000 | 15000 | 15000 | 15000 | 15000 | 15000 | 15000 | 15000 | 15000 | 0 | 0 | 0 | 0 | 0 | 0 | 0 | 0 | 0 | 0 | 0 | 0 | 0 | 0 | 0 | 0 | 0 | 0 | 0 | 0 | 0 | 0 | 0 | 0 | Capital repayment | […] | […] | […] | […] | […] | […] | […] | […] | […]
|  |  | Loan balance | EUR |  | 15000 | 150000 | 135000 | 120000 | 105000 | 90000 | 75000 | 60000 | 45000 | 30000 | 15000 | 0 | 0 | 0 | 0 | 0 | 0 | 0 | 0 | 0 | 0 | 0 | 0 | 0 | 0 | 0 | 0 | 0 | 0 | 0 | 0 | 0 | 0 | 0 | 0 | 0 | Loan balance | […] | […] | […] | […] | […] | […] | […] | […] | […]
|  |  | Interest paid | EUR | 52500 | 0 | 0 | 9975 | 8925 | 7875 | 6825 | 5775 | 4725 | 3675 | 2625 | 1575 | 525 | 0 | 0 | 0 | 0 | 0 | 0 | 0 | 0 | 0 | 0 | 0 | 0 | 0 | 0 | 0 | 0 | 0 | 0 | 0 | 0 | 0 | 0 | 0 | 0 | Interest paid | […] | […] | […] | […] | […] | […] | […] | […] | […]
|  |  | Financing expenditures | EUR | 212500 | 0 | 0 | 34975 | 23925 | 22875 | 21825 | 20775 | 19725 | 18675 | 17625 | 16575 | 15525 | 0 | 0 | 0 | 0 | 0 | 0 | 0 | 0 | 0 | 0 | 0 | 0 | 0 | 0 | 0 | 0 | 0 | 0 | 0 | 0 | 0 | 0 | 0 | 0 | Financing expenditures | […] | […] | […] | […] | […] | […] | […] | […] | […]
|  |  | CAPEX | EUR | 0 | [36 empty] | CAPEX | […] | […] | […] | […] | […] | […] | […] | […] | […]
|  |  | Principal | EUR | 150000 | 0 | 0 | 15000 | 15000 | 15000 | 15000 | 15000 | 15000 | 15000 | 15000 | 15000 | 15000 | 0 | 0 | 0 | 0 | 0 | 0 | 0 | 0 | 0 | 0 | 0 | 0 | 0 | 0 | 0 | 0 | 0 | 0 | 0 | 0 | 0 | 0 | 0 | 0 | Principal | […] | […] | […] | […] | […] | […] | […] | […] | […]
|  |  | Interest | EUR | 52500 | 0 | 0 | 9975 | 8925 | 7875 | 6825 | 5775 | 4725 | 3675 | 2625 | 1575 | 525 | 0 | 0 | 0 | 0 | 0 | 0 | 0 | 0 | 0 | 0 | 0 | 0 | 0 | 0 | 0 | 0 | 0 | 0 | 0 | 0 | 0 | 0 | 0 | 0 | Interest | […] | […] | […] | […] | […] | […] | […] | […] | […]
|  |  | Preparation costs | EUR | 10000 | 0 | 0 | 10000 | 0 | 0 | 0 | 0 | 0 | 0 | 0 | 0 | 0 | 0 | 0 | 0 | 0 | 0 | 0 | 0 | 0 | 0 | 0 | 0 | 0 | 0 | 0 | 0 | 0 | 0 | 0 | 0 | 0 | 0 | 0 | 0 | 0 | Preparation costs | […] | […] | […] | […] | […] | […] | […] | […] | […]
|  |  | Other financial costs | EUR | 0 | [36 empty] | Other financial costs | […] | […] | […] | […] | […] | […] | […] | […] | […]
|  | Bonds (standard II) | [39 empty] | Bonds (standard II) | […] | […] | […] | […] | […] | […] | […] | […] | […]
|  |  | Preparation costs related to the type of financing | EUR | 0 | [36 empty] | Preparation costs related to the type of financing | […] | […] | […] | […] | […] | […] | […] | […] | […]
|  |  | Pre-issuance costs (investment advisory, credit and risk rating and legal fees) | EUR | 0 | [36 empty] | Pre-issuance costs (investment advisory, credit and risk rating and legal fees) | […] | […] | […] | […] | […] | […] | […] | […] | […]
|  |  | Issuance costs (underwriting and placement fees, exchange listing, regulatory and depository-settlement fees) | EUR | 0 | [36 empty] | Issuance costs (underwriting and placement fees, exchange listing, regulatory and depository-settlement fees) | […] | […] | […] | […] | […] | […] | […] | […] | […]
|  |  | Post-Issuance and ongoing compliance costs | EUR | 80 | [36 empty] | Post-Issuance and ongoing compliance costs | […] | […] | […] | […] | […] | […] | […] | […] | […]
|  |  | Annual stock exchange and depository | EUR | 40 | [36 empty] | Annual stock exchange and depository | […] | […] | […] | […] | […] | […] | […] | […] | […]
|  |  | External reviews and audits (Post-Issuance) | EUR | 40 | [36 empty] | External reviews and audits (Post-Issuance) | […] | […] | […] | […] | […] | […] | […] | […] | […]
|  |  | Financing conditions | [38 empty] | Financing conditions | […] | […] | […] | […] | […] | […] | […] | […] | […]
|  |  | Bonds (standard II) | [38 empty] | Bonds (standard II) | […] | […] | […] | […] | […] | […] | […] | […] | […]
|  |  | Entity granting a financing | text | Public | [36 empty] | Entity granting a financing | […] | […] | […] | […] | […] | […] | […] | […] | […] | text | tekst | […] | […] | […] | […] | […] | […] | […] | […]
|  |  | Is public investment financed with EU funds? | text | Yes | [36 empty] | Is public investment financed with EU funds? | […] | […] | […] | […] | […] | […] | […] | […] | […] | text | tekst | […] | […] | […] | […] | […] | […] | […] | […]
|  |  | Interest rate per annum | % | 5% | [36 empty] | Interest rate per annum | […] | […] | […] | […] | […] | […] | […] | […] | […] | % | % | […] | […] | […] | […] | […] | […] | […] | […]
|  |  | Tenor | years | 10 | [36 empty] | Tenor | […] | […] | […] | […] | […] | […] | […] | […] | […] | years | lata | […] | […] | […] | […] | […] | […] | […] | […]
|  |  | Sources of financing | EUR | 300000 | 30000 | 270000 | 0 | 0 | 0 | 0 | 0 | 0 | 0 | 0 | 0 | 0 | 0 | 0 | 0 | 0 | 0 | 0 | 0 | 0 | 0 | 0 | 0 | 0 | 0 | 0 | 0 | 0 | 0 | 0 | 0 | 0 | 0 | 0 | 0 | 0 | Sources of financing | […] | […] | […] | […] | […] | […] | […] | […] | […]
|  |  | Bonds (standard II) | EUR | 300000 | 30000 | 270000 | 0 | 0 | 0 | 0 | 0 | 0 | 0 | 0 | 0 | 0 | 0 | 0 | 0 | 0 | 0 | 0 | 0 | 0 | 0 | 0 | 0 | 0 | 0 | 0 | 0 | 0 | 0 | 0 | 0 | 0 | 0 | 0 | 0 | 0 | Bonds (standard II) | […] | […] | […] | […] | […] | […] | […] | […] | […]
|  |  | Sources of financing - structure | % | 100% | 100% | 100% | 0% | 0% | 0% | 0% | 0% | 0% | 0% | 0% | 0% | 0% | 0% | 0% | 0% | 0% | 0% | 0% | 0% | 0% | 0% | 0% | 0% | 0% | 0% | 0% | 0% | 0% | 0% | 0% | 0% | 0% | 0% | 0% | 0% | 0% | Sources of financing - structure | […] | […] | […] | […] | […] | […] | […] | […] | […] | % | % | […] | […] | […] | […] | […] | […] | […] | […]
|  |  | Bonds (standard II) | % | 100% | 100% | 100% | 0% | 0% | 0% | 0% | 0% | 0% | 0% | 0% | 0% | 0% | 0% | 0% | 0% | 0% | 0% | 0% | 0% | 0% | 0% | 0% | 0% | 0% | 0% | 0% | 0% | 0% | 0% | 0% | 0% | 0% | 0% | 0% | 0% | 0% | Bonds (standard II) | […] | […] | […] | […] | […] | […] | […] | […] | […] | % | % | […] | […] | […] | […] | […] | […] | […] | […]
|  |  | Bonds repayment | [38 empty] | Bonds repayment | […] | […] | […] | […] | […] | […] | […] | […] | […]
|  |  | Capital repayment | EUR | 300000 | 0 | 0 | 0 | 0 | 0 | 0 | 0 | 0 | 0 | 0 | 0 | 300000 | 0 | 0 | 0 | 0 | 0 | 0 | 0 | 0 | 0 | 0 | 0 | 0 | 0 | 0 | 0 | 0 | 0 | 0 | 0 | 0 | 0 | 0 | 0 | 0 | Capital repayment | […] | […] | […] | […] | […] | […] | […] | […] | […]
|  |  | Bonds balance | EUR |  | 30000 | 300000 | 300000 | 300000 | 300000 | 300000 | 300000 | 300000 | 300000 | 300000 | 300000 | 0 | 0 | 0 | 0 | 0 | 0 | 0 | 0 | 0 | 0 | 0 | 0 | 0 | 0 | 0 | 0 | 0 | 0 | 0 | 0 | 0 | 0 | 0 | 0 | 0 | Bonds balance | […] | […] | […] | […] | […] | […] | […] | […] | […]
|  |  | Interest paid | EUR | 142500 | 0 | 0 | 15000 | 15000 | 15000 | 15000 | 15000 | 15000 | 15000 | 15000 | 15000 | 7500 | 0 | 0 | 0 | 0 | 0 | 0 | 0 | 0 | 0 | 0 | 0 | 0 | 0 | 0 | 0 | 0 | 0 | 0 | 0 | 0 | 0 | 0 | 0 | 0 | Interest paid | […] | […] | […] | […] | […] | […] | […] | […] | […]
|  |  | Financing expenditures | EUR | 443300 | 0 | 0 | 15080 | 15080 | 15080 | 15080 | 15080 | 15080 | 15080 | 15080 | 15080 | 307580 | 0 | 0 | 0 | 0 | 0 | 0 | 0 | 0 | 0 | 0 | 0 | 0 | 0 | 0 | 0 | 0 | 0 | 0 | 0 | 0 | 0 | 0 | 0 | 0 | Financing expenditures | […] | […] | […] | […] | […] | […] | […] | […] | […]
|  |  | CAPEX | EUR | 0 | [36 empty] | CAPEX | […] | […] | […] | […] | […] | […] | […] | […] | […]
|  |  | Principal | EUR | 300000 | 0 | 0 | 0 | 0 | 0 | 0 | 0 | 0 | 0 | 0 | 0 | 300000 | 0 | 0 | 0 | 0 | 0 | 0 | 0 | 0 | 0 | 0 | 0 | 0 | 0 | 0 | 0 | 0 | 0 | 0 | 0 | 0 | 0 | 0 | 0 | 0 | Principal | […] | […] | […] | […] | […] | […] | […] | […] | […]
|  |  | Interest | EUR | 142500 | 0 | 0 | 15000 | 15000 | 15000 | 15000 | 15000 | 15000 | 15000 | 15000 | 15000 | 7500 | 0 | 0 | 0 | 0 | 0 | 0 | 0 | 0 | 0 | 0 | 0 | 0 | 0 | 0 | 0 | 0 | 0 | 0 | 0 | 0 | 0 | 0 | 0 | 0 | Interest | […] | […] | […] | […] | […] | […] | […] | […] | […]
|  |  | Preparation costs | EUR | 0 | 0 | 0 | 0 | 0 | 0 | 0 | 0 | 0 | 0 | 0 | 0 | 0 | 0 | 0 | 0 | 0 | 0 | 0 | 0 | 0 | 0 | 0 | 0 | 0 | 0 | 0 | 0 | 0 | 0 | 0 | 0 | 0 | 0 | 0 | 0 | 0 | Preparation costs | […] | […] | […] | […] | […] | […] | […] | […] | […]
|  |  | Other financial costs | EUR | 800 | 0 | 0 | 80 | 80 | 80 | 80 | 80 | 80 | 80 | 80 | 80 | 80 | 0 | 0 | 0 | 0 | 0 | 0 | 0 | 0 | 0 | 0 | 0 | 0 | 0 | 0 | 0 | 0 | 0 | 0 | 0 | 0 | 0 | 0 | 0 | 0 | Other financial costs | […] | […] | […] | […] | […] | […] | […] | […] | […]
|  | Bonds (EuGBS-SLB) | [39 empty] | Bonds (EuGBS-SLB) | […] | […] | […] | […] | […] | […] | […] | […] | […]
|  |  | Preparation costs related to the type of financing | EUR | 0 | [36 empty] | Preparation costs related to the type of financing | […] | […] | […] | […] | […] | […] | […] | […] | […]
|  |  | Pre-issuance costs (investment advisory and legal fees, credit and risk rating, external review and certification) | EUR | 0 | [36 empty] | Pre-issuance costs (investment advisory and legal fees, credit and risk rating, external review and certification) | […] | […] | […] | […] | […] | […] | […] | […] | […]
|  |  | Issuance costs (underwriting and placement fees, exchange listing, regulatory and depository-settlement fees) | EUR | 0 | [36 empty] | Issuance costs (underwriting and placement fees, exchange listing, regulatory and depository-settlement fees) | […] | […] | […] | […] | […] | […] | […] | […] | […]
|  |  | Post-Issuance and ongoing compliance costs | EUR | 0 | [36 empty] | Post-Issuance and ongoing compliance costs | […] | […] | […] | […] | […] | […] | […] | […] | […]
|  |  | Annual stock exchange and depository | EUR | 0 | [36 empty] | Annual stock exchange and depository | […] | […] | […] | […] | […] | […] | […] | […] | […]
|  |  | External allocation reviews and audits (Post-Issuance) | EUR | 0 | [36 empty] | External allocation reviews and audits (Post-Issuance) | […] | […] | […] | […] | […] | […] | […] | […] | […]
|  |  | Financing conditions | [38 empty] | Financing conditions | […] | […] | […] | […] | […] | […] | […] | […] | […]
|  |  | Bonds (EuGBS-SLB) | [38 empty] | Bonds (EuGBS-SLB) | […] | […] | […] | […] | […] | […] | […] | […] | […]
|  |  | Entity granting a financing | text | Public | [36 empty] | Entity granting a financing | […] | […] | […] | […] | […] | […] | […] | […] | […] | text | tekst | […] | […] | […] | […] | […] | […] | […] | […]
|  |  | Is public investment financed with EU funds? | text | Yes | [36 empty] | Is public investment financed with EU funds? | […] | […] | […] | […] | […] | […] | […] | […] | […] | text | tekst | […] | […] | […] | […] | […] | […] | […] | […]
|  |  | Interest rate per annum | % | 4.8% | [36 empty] | Interest rate per annum | […] | […] | […] | […] | […] | […] | […] | […] | […] | % | % | […] | […] | […] | […] | […] | […] | […] | […]
|  |  | Tenor | years | 10 | [36 empty] | Tenor | […] | […] | […] | […] | […] | […] | […] | […] | […] | years | lata | […] | […] | […] | […] | […] | […] | […] | […]
|  |  | Sources of financing | EUR | 300000 | 30000 | 270000 | 0 | 0 | 0 | 0 | 0 | 0 | 0 | 0 | 0 | 0 | 0 | 0 | 0 | 0 | 0 | 0 | 0 | 0 | 0 | 0 | 0 | 0 | 0 | 0 | 0 | 0 | 0 | 0 | 0 | 0 | 0 | 0 | 0 | 0 | Sources of financing | […] | […] | […] | […] | […] | […] | […] | […] | […]
|  |  | Bonds (EuGBS-SLB) | EUR | 300000 | 30000 | 270000 | 0 | 0 | 0 | 0 | 0 | 0 | 0 | 0 | 0 | 0 | 0 | 0 | 0 | 0 | 0 | 0 | 0 | 0 | 0 | 0 | 0 | 0 | 0 | 0 | 0 | 0 | 0 | 0 | 0 | 0 | 0 | 0 | 0 | 0 | Bonds (EuGBS-SLB) | […] | […] | […] | […] | […] | […] | […] | […] | […]
|  |  | Sources of financing - structure | % | 100% | 100% | 100% | 0% | 0% | 0% | 0% | 0% | 0% | 0% | 0% | 0% | 0% | 0% | 0% | 0% | 0% | 0% | 0% | 0% | 0% | 0% | 0% | 0% | 0% | 0% | 0% | 0% | 0% | 0% | 0% | 0% | 0% | 0% | 0% | 0% | 0% | Sources of financing - structure | […] | […] | […] | […] | […] | […] | […] | […] | […] | % | % | […] | […] | […] | […] | […] | […] | […] | […]
|  |  | Bonds (EuGBS-SLB) | % | 100% | 100% | 100% | 0% | 0% | 0% | 0% | 0% | 0% | 0% | 0% | 0% | 0% | 0% | 0% | 0% | 0% | 0% | 0% | 0% | 0% | 0% | 0% | 0% | 0% | 0% | 0% | 0% | 0% | 0% | 0% | 0% | 0% | 0% | 0% | 0% | 0% | Bonds (EuGBS-SLB) | […] | […] | […] | […] | […] | […] | […] | […] | […] | % | % | […] | […] | […] | […] | […] | […] | […] | […]
|  |  | Bonds repayment | [38 empty] | Bonds repayment | […] | […] | […] | […] | […] | […] | […] | […] | […]
|  |  | Capital repayment | EUR | 300000 | 0 | 0 | 0 | 0 | 0 | 0 | 0 | 0 | 0 | 0 | 0 | 300000 | 0 | 0 | 0 | 0 | 0 | 0 | 0 | 0 | 0 | 0 | 0 | 0 | 0 | 0 | 0 | 0 | 0 | 0 | 0 | 0 | 0 | 0 | 0 | 0 | Capital repayment | […] | […] | […] | […] | […] | […] | […] | […] | […]
|  |  | Bonds balance | EUR |  | 30000 | 300000 | 300000 | 300000 | 300000 | 300000 | 300000 | 300000 | 300000 | 300000 | 300000 | 0 | 0 | 0 | 0 | 0 | 0 | 0 | 0 | 0 | 0 | 0 | 0 | 0 | 0 | 0 | 0 | 0 | 0 | 0 | 0 | 0 | 0 | 0 | 0 | 0 | Bonds balance | […] | […] | […] | […] | […] | […] | […] | […] | […]
|  |  | Interest paid | EUR | 136800 | 0 | 0 | 14400 | 14400 | 14400 | 14400 | 14400 | 14400 | 14400 | 14400 | 14400 | 7200 | 0 | 0 | 0 | 0 | 0 | 0 | 0 | 0 | 0 | 0 | 0 | 0 | 0 | 0 | 0 | 0 | 0 | 0 | 0 | 0 | 0 | 0 | 0 | 0 | Interest paid | […] | […] | […] | […] | […] | […] | […] | […] | […]
|  |  | Financing expenditures | EUR | 436800 | 0 | 0 | 14400 | 14400 | 14400 | 14400 | 14400 | 14400 | 14400 | 14400 | 14400 | 307200 | 0 | 0 | 0 | 0 | 0 | 0 | 0 | 0 | 0 | 0 | 0 | 0 | 0 | 0 | 0 | 0 | 0 | 0 | 0 | 0 | 0 | 0 | 0 | 0 | Financing expenditures | […] | […] | […] | […] | […] | […] | […] | […] | […]
|  |  | CAPEX | EUR | 0 | [36 empty] | CAPEX | […] | […] | […] | […] | […] | […] | […] | […] | […]
|  |  | Principal | EUR | 300000 | 0 | 0 | 0 | 0 | 0 | 0 | 0 | 0 | 0 | 0 | 0 | 300000 | 0 | 0 | 0 | 0 | 0 | 0 | 0 | 0 | 0 | 0 | 0 | 0 | 0 | 0 | 0 | 0 | 0 | 0 | 0 | 0 | 0 | 0 | 0 | 0 | Principal | […] | […] | […] | […] | […] | […] | […] | […] | […]
|  |  | Interest | EUR | 136800 | 0 | 0 | 14400 | 14400 | 14400 | 14400 | 14400 | 14400 | 14400 | 14400 | 14400 | 7200 | 0 | 0 | 0 | 0 | 0 | 0 | 0 | 0 | 0 | 0 | 0 | 0 | 0 | 0 | 0 | 0 | 0 | 0 | 0 | 0 | 0 | 0 | 0 | 0 | Interest | […] | […] | […] | […] | […] | […] | […] | […] | […]
|  |  | Preparation costs | EUR | 0 | 0 | 0 | 0 | 0 | 0 | 0 | 0 | 0 | 0 | 0 | 0 | 0 | 0 | 0 | 0 | 0 | 0 | 0 | 0 | 0 | 0 | 0 | 0 | 0 | 0 | 0 | 0 | 0 | 0 | 0 | 0 | 0 | 0 | 0 | 0 | 0 | Preparation costs | […] | […] | […] | […] | […] | […] | […] | […] | […]
|  |  | Other financial costs | EUR | 0 | 0 | 0 | 0 | 0 | 0 | 0 | 0 | 0 | 0 | 0 | 0 | 0 | 0 | 0 | 0 | 0 | 0 | 0 | 0 | 0 | 0 | 0 | 0 | 0 | 0 | 0 | 0 | 0 | 0 | 0 | 0 | 0 | 0 | 0 | 0 | 0 | Other financial costs | […] | […] | […] | […] | […] | […] | […] | […] | […]
|  | EPC + Own funds + Grant + Loan | [39 empty] | EPC + Own funds + Grant + Loan | […] | […] | […] | […] | […] | […] | […] | […] | […]
|  |  | Preparation costs related to the type of financing | EUR | 20000 | [36 empty] | Preparation costs related to the type of financing | […] | […] | […] | […] | […] | […] | […] | […] | […]
|  |  | Project management and reporting | EUR | 10000 | [36 empty] | Project management and reporting | […] | […] | […] | […] | […] | […] | […] | […] | […]
|  |  | Investment plan with socioeconomic assessment | EUR | 0 | [36 empty] | Investment plan with socioeconomic assessment | […] | […] | […] | […] | […] | […] | […] | […] | […]
|  |  | Other costs | EUR | 10000 | [36 empty] | Other costs | […] | […] | […] | […] | […] | […] | […] | […] | […]
|  |  | Financing conditions | [38 empty] | Financing conditions | […] | […] | […] | […] | […] | […] | […] | […] | […]
|  |  | Own funds | [38 empty] | Own funds | […] | […] | […] | […] | […] | […] | […] | […] | […]
|  |  | Entity granting a financing | text | Private | [36 empty] | Entity granting a financing | […] | […] | […] | […] | […] | […] | […] | […] | […] | text | tekst | […] | […] | […] | […] | […] | […] | […] | […]
|  |  | Grant | [38 empty] | Grant | […] | […] | […] | […] | […] | […] | […] | […] | […]
|  |  | Entity granting a financing | text | Public | [36 empty] | Entity granting a financing | […] | […] | […] | […] | […] | […] | […] | […] | […] | text | tekst | […] | […] | […] | […] | […] | […] | […] | […]
|  |  | Is public investment financed with EU funds? | text | Yes | [36 empty] | Is public investment financed with EU funds? | […] | […] | […] | […] | […] | […] | […] | […] | […] | text | tekst | […] | […] | […] | […] | […] | […] | […] | […]
|  |  | Co-financing rate of eligible project costs | % | 30% | [36 empty] | Co-financing rate of eligible project costs | […] | […] | […] | […] | […] | […] | […] | […] | […] | % | % | […] | […] | […] | […] | […] | […] | […] | […]
|  |  | Loan | [38 empty] | Loan | […] | […] | […] | […] | […] | […] | […] | […] | […]
|  |  | Entity granting a financing | text | Private | [36 empty] | Entity granting a financing | […] | […] | […] | […] | […] | […] | […] | […] | […] | text | tekst | […] | […] | […] | […] | […] | […] | […] | […]
|  |  | Is public investment financed with EU funds? | text | No | [36 empty] | Is public investment financed with EU funds? | […] | […] | […] | […] | […] | […] | […] | […] | […] | text | tekst | […] | […] | […] | […] | […] | […] | […] | […]
|  |  | Contribution in total CAPEX | % | 30% | [36 empty] | Contribution in total CAPEX | […] | […] | […] | […] | […] | […] | […] | […] | […] | % | % | […] | […] | […] | […] | […] | […] | […] | […]
|  |  | Interest rate per annum | % | 5% | [36 empty] | Interest rate per annum | […] | […] | […] | […] | […] | […] | […] | […] | […] | % | % | […] | […] | […] | […] | […] | […] | […] | […]
|  |  | Tenor | years | 10 | [36 empty] | Tenor | […] | […] | […] | […] | […] | […] | […] | […] | […] | years | lata | […] | […] | […] | […] | […] | […] | […] | […]
|  |  | Capital repayment per annum | EUR | 9000 | [36 empty] | Capital repayment per annum | […] | […] | […] | […] | […] | […] | […] | […] | […]
|  |  | EPC | [38 empty] | EPC | […] | […] | […] | […] | […] | […] | […] | […] | […]
|  |  | ESCO contribution in total CAPEX | % | 30% | [36 empty] | ESCO contribution in total CAPEX | […] | […] | […] | […] | […] | […] | […] | […] | […] | % | % | […] | […] | […] | […] | […] | […] | […] | […]
|  |  | Sources of financing | EUR | 300000 | 30000 | 270000 | 0 | 0 | 0 | 0 | 0 | 0 | 0 | 0 | 0 | 0 | 0 | 0 | 0 | 0 | 0 | 0 | 0 | 0 | 0 | 0 | 0 | 0 | 0 | 0 | 0 | 0 | 0 | 0 | 0 | 0 | 0 | 0 | 0 | 0 | Sources of financing | […] | […] | […] | […] | […] | […] | […] | […] | […]
|  |  | Own funds | EUR | 30000 | 3000 | 27000 | 0 | 0 | 0 | 0 | 0 | 0 | 0 | 0 | 0 | 0 | 0 | 0 | 0 | 0 | 0 | 0 | 0 | 0 | 0 | 0 | 0 | 0 | 0 | 0 | 0 | 0 | 0 | 0 | 0 | 0 | 0 | 0 | 0 | 0 | Own funds | […] | […] | […] | […] | […] | […] | […] | […] | […]
|  |  | Grant | EUR | 90000 | 9000 | 81000 | 0 | 0 | 0 | 0 | 0 | 0 | 0 | 0 | 0 | 0 | 0 | 0 | 0 | 0 | 0 | 0 | 0 | 0 | 0 | 0 | 0 | 0 | 0 | 0 | 0 | 0 | 0 | 0 | 0 | 0 | 0 | 0 | 0 | 0 | Grant | […] | […] | […] | […] | […] | […] | […] | […] | […]
|  |  | Loan | EUR | 90000 | 9000 | 81000 | 0 | 0 | 0 | 0 | 0 | 0 | 0 | 0 | 0 | 0 | 0 | 0 | 0 | 0 | 0 | 0 | 0 | 0 | 0 | 0 | 0 | 0 | 0 | 0 | 0 | 0 | 0 | 0 | 0 | 0 | 0 | 0 | 0 | 0 | Loan | […] | […] | […] | […] | […] | […] | […] | […] | […]
|  |  | EPC | EUR | 90000 | 9000 | 81000 | 0 | 0 | 0 | 0 | 0 | 0 | 0 | 0 | 0 | 0 | 0 | 0 | 0 | 0 | 0 | 0 | 0 | 0 | 0 | 0 | 0 | 0 | 0 | 0 | 0 | 0 | 0 | 0 | 0 | 0 | 0 | 0 | 0 | 0 | EPC | […] | […] | […] | […] | […] | […] | […] | […] | […]
|  |  | Sources of financing - structure | % | 100% | 100% | 100% | 0% | 0% | 0% | 0% | 0% | 0% | 0% | 0% | 0% | 0% | 0% | 0% | 0% | 0% | 0% | 0% | 0% | 0% | 0% | 0% | 0% | 0% | 0% | 0% | 0% | 0% | 0% | 0% | 0% | 0% | 0% | 0% | 0% | 0% | Sources of financing - structure | […] | […] | […] | […] | […] | […] | […] | […] | […] | % | % | […] | […] | […] | […] | […] | […] | […] | […]
|  |  | Own funds | % | 10% | 10% | 10% | 0% | 0% | 0% | 0% | 0% | 0% | 0% | 0% | 0% | 0% | 0% | 0% | 0% | 0% | 0% | 0% | 0% | 0% | 0% | 0% | 0% | 0% | 0% | 0% | 0% | 0% | 0% | 0% | 0% | 0% | 0% | 0% | 0% | 0% | Own funds | […] | […] | […] | […] | […] | […] | […] | […] | […] | % | % | […] | […] | […] | […] | […] | […] | […] | […]
|  |  | Grant | % | 30% | 30% | 30% | 0% | 0% | 0% | 0% | 0% | 0% | 0% | 0% | 0% | 0% | 0% | 0% | 0% | 0% | 0% | 0% | 0% | 0% | 0% | 0% | 0% | 0% | 0% | 0% | 0% | 0% | 0% | 0% | 0% | 0% | 0% | 0% | 0% | 0% | Grant | […] | […] | […] | […] | […] | […] | […] | […] | […] | % | % | […] | […] | […] | […] | […] | […] | […] | […]
|  |  | Loan | % | 30% | 30% | 30% | 0% | 0% | 0% | 0% | 0% | 0% | 0% | 0% | 0% | 0% | 0% | 0% | 0% | 0% | 0% | 0% | 0% | 0% | 0% | 0% | 0% | 0% | 0% | 0% | 0% | 0% | 0% | 0% | 0% | 0% | 0% | 0% | 0% | 0% | Loan | […] | […] | […] | […] | […] | […] | […] | […] | […] | % | % | […] | […] | […] | […] | […] | […] | […] | […]
|  |  | EPC | % | 30% | 30% | 30% | 0% | 0% | 0% | 0% | 0% | 0% | 0% | 0% | 0% | 0% | 0% | 0% | 0% | 0% | 0% | 0% | 0% | 0% | 0% | 0% | 0% | 0% | 0% | 0% | 0% | 0% | 0% | 0% | 0% | 0% | 0% | 0% | 0% | 0% | EPC | […] | […] | […] | […] | […] | […] | […] | […] | […] | % | % | […] | […] | […] | […] | […] | […] | […] | […]
|  |  | Loan repayment | [38 empty] | Loan repayment | […] | […] | […] | […] | […] | […] | […] | […] | […]
|  |  | Capital repayment | EUR | 90000 | 0 | 0 | 9000 | 9000 | 9000 | 9000 | 9000 | 9000 | 9000 | 9000 | 9000 | 9000 | 0 | 0 | 0 | 0 | 0 | 0 | 0 | 0 | 0 | 0 | 0 | 0 | 0 | 0 | 0 | 0 | 0 | 0 | 0 | 0 | 0 | 0 | 0 | 0 | Capital repayment | […] | […] | […] | […] | […] | […] | […] | […] | […]
|  |  | Loan balance | EUR |  | 9000 | 90000 | 81000 | 72000 | 63000 | 54000 | 45000 | 36000 | 27000 | 18000 | 9000 | 0 | 0 | 0 | 0 | 0 | 0 | 0 | 0 | 0 | 0 | 0 | 0 | 0 | 0 | 0 | 0 | 0 | 0 | 0 | 0 | 0 | 0 | 0 | 0 | 0 | Loan balance | […] | […] | […] | […] | […] | […] | […] | […] | […]
|  |  | Interest paid | EUR | 22500 | 0 | 0 | 4275 | 3825 | 3375 | 2925 | 2475 | 2025 | 1575 | 1125 | 675 | 225 | 0 | 0 | 0 | 0 | 0 | 0 | 0 | 0 | 0 | 0 | 0 | 0 | 0 | 0 | 0 | 0 | 0 | 0 | 0 | 0 | 0 | 0 | 0 | 0 | Interest paid | […] | […] | […] | […] | […] | […] | […] | […] | […]
|  |  | Financing expenditures | EUR | 162500 | 3000 | 27000 | 33275 | 12825 | 12375 | 11925 | 11475 | 11025 | 10575 | 10125 | 9675 | 9225 | 0 | 0 | 0 | 0 | 0 | 0 | 0 | 0 | 0 | 0 | 0 | 0 | 0 | 0 | 0 | 0 | 0 | 0 | 0 | 0 | 0 | 0 | 0 | 0 | Financing expenditures | […] | […] | […] | […] | […] | […] | […] | […] | […]
|  |  | CAPEX | EUR | 30000 | 3000 | 27000 | 0 | 0 | 0 | 0 | 0 | 0 | 0 | 0 | 0 | 0 | 0 | 0 | 0 | 0 | 0 | 0 | 0 | 0 | 0 | 0 | 0 | 0 | 0 | 0 | 0 | 0 | 0 | 0 | 0 | 0 | 0 | 0 | 0 | 0 | CAPEX | […] | […] | […] | […] | […] | […] | […] | […] | […]
|  |  | Principal | EUR | 90000 | 0 | 0 | 9000 | 9000 | 9000 | 9000 | 9000 | 9000 | 9000 | 9000 | 9000 | 9000 | 0 | 0 | 0 | 0 | 0 | 0 | 0 | 0 | 0 | 0 | 0 | 0 | 0 | 0 | 0 | 0 | 0 | 0 | 0 | 0 | 0 | 0 | 0 | 0 | Principal | […] | […] | […] | […] | […] | […] | […] | […] | […]
|  |  | Interest | EUR | 22500 | 0 | 0 | 4275 | 3825 | 3375 | 2925 | 2475 | 2025 | 1575 | 1125 | 675 | 225 | 0 | 0 | 0 | 0 | 0 | 0 | 0 | 0 | 0 | 0 | 0 | 0 | 0 | 0 | 0 | 0 | 0 | 0 | 0 | 0 | 0 | 0 | 0 | 0 | Interest | […] | […] | […] | […] | […] | […] | […] | […] | […]
|  |  | Preparation costs | EUR | 20000 | 0 | 0 | 20000 | 0 | 0 | 0 | 0 | 0 | 0 | 0 | 0 | 0 | 0 | 0 | 0 | 0 | 0 | 0 | 0 | 0 | 0 | 0 | 0 | 0 | 0 | 0 | 0 | 0 | 0 | 0 | 0 | 0 | 0 | 0 | 0 | 0 | Preparation costs | […] | […] | […] | […] | […] | […] | […] | […] | […]
|  |  | Other financial costs | EUR | 0 | [36 empty] | Other financial costs | […] | […] | […] | […] | […] | […] | […] | […] | […]
|  | Sources of financing - summary | [39 empty] | Sources of financing - summary | […] | […] | […] | […] | […] | […] | […] | […] | […]
|  |  | Public sources | EUR | 90000 | 9000 | 81000 | 0 | 0 | 0 | 0 | 0 | 0 | 0 | 0 | 0 | 0 | 0 | 0 | 0 | 0 | 0 | 0 | 0 | 0 | 0 | 0 | 0 | 0 | 0 | 0 | 0 | 0 | 0 | 0 | 0 | 0 | 0 | 0 | 0 | 0 | Public sources | […] | […] | […] | […] | […] | […] | […] | […] | […]
|  |  | EU grants | EUR | 90000 | 9000 | 81000 | 0 | 0 | 0 | 0 | 0 | 0 | 0 | 0 | 0 | 0 | 0 | 0 | 0 | 0 | 0 | 0 | 0 | 0 | 0 | 0 | 0 | 0 | 0 | 0 | 0 | 0 | 0 | 0 | 0 | 0 | 0 | 0 | 0 | 0 | EU grants | […] | […] | […] | […] | […] | […] | […] | […] | […]
|  |  | EU loans | EUR | 0 | 0 | 0 | 0 | 0 | 0 | 0 | 0 | 0 | 0 | 0 | 0 | 0 | 0 | 0 | 0 | 0 | 0 | 0 | 0 | 0 | 0 | 0 | 0 | 0 | 0 | 0 | 0 | 0 | 0 | 0 | 0 | 0 | 0 | 0 | 0 | 0 | EU loans | […] | […] | […] | […] | […] | […] | […] | […] | […]
|  |  | EU bonds | EUR | 0 | 0 | 0 | 0 | 0 | 0 | 0 | 0 | 0 | 0 | 0 | 0 | 0 | 0 | 0 | 0 | 0 | 0 | 0 | 0 | 0 | 0 | 0 | 0 | 0 | 0 | 0 | 0 | 0 | 0 | 0 | 0 | 0 | 0 | 0 | 0 | 0 | EU bonds | […] | […] | […] | […] | […] | […] | […] | […] | […]
|  |  | Other grants | EUR | 0 | 0 | 0 | 0 | 0 | 0 | 0 | 0 | 0 | 0 | 0 | 0 | 0 | 0 | 0 | 0 | 0 | 0 | 0 | 0 | 0 | 0 | 0 | 0 | 0 | 0 | 0 | 0 | 0 | 0 | 0 | 0 | 0 | 0 | 0 | 0 | 0 | Other grants | […] | […] | […] | […] | […] | […] | […] | […] | […]
|  |  | Other loans | EUR | 0 | 0 | 0 | 0 | 0 | 0 | 0 | 0 | 0 | 0 | 0 | 0 | 0 | 0 | 0 | 0 | 0 | 0 | 0 | 0 | 0 | 0 | 0 | 0 | 0 | 0 | 0 | 0 | 0 | 0 | 0 | 0 | 0 | 0 | 0 | 0 | 0 | Other loans | […] | […] | […] | […] | […] | […] | […] | […] | […]
|  |  | Other bonds | EUR | 0 | 0 | 0 | 0 | 0 | 0 | 0 | 0 | 0 | 0 | 0 | 0 | 0 | 0 | 0 | 0 | 0 | 0 | 0 | 0 | 0 | 0 | 0 | 0 | 0 | 0 | 0 | 0 | 0 | 0 | 0 | 0 | 0 | 0 | 0 | 0 | 0 | Other bonds | […] | […] | […] | […] | […] | […] | […] | […] | […]
|  |  | Private sources | EUR | 210000 | 21000 | 189000 | 0 | 0 | 0 | 0 | 0 | 0 | 0 | 0 | 0 | 0 | 0 | 0 | 0 | 0 | 0 | 0 | 0 | 0 | 0 | 0 | 0 | 0 | 0 | 0 | 0 | 0 | 0 | 0 | 0 | 0 | 0 | 0 | 0 | 0 | Private sources | […] | […] | […] | […] | […] | […] | […] | […] | […]
|  |  | Private equity | EUR | 210000 | 21000 | 189000 | 0 | 0 | 0 | 0 | 0 | 0 | 0 | 0 | 0 | 0 | 0 | 0 | 0 | 0 | 0 | 0 | 0 | 0 | 0 | 0 | 0 | 0 | 0 | 0 | 0 | 0 | 0 | 0 | 0 | 0 | 0 | 0 | 0 | 0 | Private equity | […] | […] | […] | […] | […] | […] | […] | […] | […]
|  |  | Grant | EUR | 0 | 0 | 0 | 0 | 0 | 0 | 0 | 0 | 0 | 0 | 0 | 0 | 0 | 0 | 0 | 0 | 0 | 0 | 0 | 0 | 0 | 0 | 0 | 0 | 0 | 0 | 0 | 0 | 0 | 0 | 0 | 0 | 0 | 0 | 0 | 0 | 0 | Grant | […] | […] | […] | […] | […] | […] | […] | […] | […]
|  |  | Private loan | EUR | 0 | 0 | 0 | 0 | 0 | 0 | 0 | 0 | 0 | 0 | 0 | 0 | 0 | 0 | 0 | 0 | 0 | 0 | 0 | 0 | 0 | 0 | 0 | 0 | 0 | 0 | 0 | 0 | 0 | 0 | 0 | 0 | 0 | 0 | 0 | 0 | 0 | Private loan | […] | […] | […] | […] | […] | […] | […] | […] | […]
|  |  | Bonds | EUR | 0 | 0 | 0 | 0 | 0 | 0 | 0 | 0 | 0 | 0 | 0 | 0 | 0 | 0 | 0 | 0 | 0 | 0 | 0 | 0 | 0 | 0 | 0 | 0 | 0 | 0 | 0 | 0 | 0 | 0 | 0 | 0 | 0 | 0 | 0 | 0 | 0 | Bonds | […] | […] | […] | […] | […] | […] | […] | […] | […]
|  |  | EPC | EUR | 0 | 0 | 0 | 0 | 0 | 0 | 0 | 0 | 0 | 0 | 0 | 0 | 0 | 0 | 0 | 0 | 0 | 0 | 0 | 0 | 0 | 0 | 0 | 0 | 0 | 0 | 0 | 0 | 0 | 0 | 0 | 0 | 0 | 0 | 0 | 0 | 0 | EPC | […] | […] | […] | […] | […] | […] | […] | […] | […]
|  |  | Financing expenditures | EUR | 0 | 0 | 0 | 0 | 0 | 0 | 0 | 0 | 0 | 0 | 0 | 0 | 0 | 0 | 0 | 0 | 0 | 0 | 0 | 0 | 0 | 0 | 0 | 0 | 0 | 0 | 0 | 0 | 0 | 0 | 0 | 0 | 0 | 0 | 0 | 0 | 0 | Financing expenditures | […] | […] | […] | […] | […] | […] | […] | […] | […]
|  |  | Principal | EUR | 0 | 0 | 0 | 0 | 0 | 0 | 0 | 0 | 0 | 0 | 0 | 0 | 0 | 0 | 0 | 0 | 0 | 0 | 0 | 0 | 0 | 0 | 0 | 0 | 0 | 0 | 0 | 0 | 0 | 0 | 0 | 0 | 0 | 0 | 0 | 0 | 0 | Principal | […] | […] | […] | […] | […] | […] | […] | […] | […]
|  |  | Interest | EUR | 0 | 0 | 0 | 0 | 0 | 0 | 0 | 0 | 0 | 0 | 0 | 0 | 0 | 0 | 0 | 0 | 0 | 0 | 0 | 0 | 0 | 0 | 0 | 0 | 0 | 0 | 0 | 0 | 0 | 0 | 0 | 0 | 0 | 0 | 0 | 0 | 0 | Interest | […] | […] | […] | […] | […] | […] | […] | […] | […]
|  |  | Preparation costs | EUR | 0 | 0 | 0 | 0 | 0 | 0 | 0 | 0 | 0 | 0 | 0 | 0 | 0 | 0 | 0 | 0 | 0 | 0 | 0 | 0 | 0 | 0 | 0 | 0 | 0 | 0 | 0 | 0 | 0 | 0 | 0 | 0 | 0 | 0 | 0 | 0 | 0 | Preparation costs | […] | […] | […] | […] | […] | […] | […] | […] | […]
|  |  | Other financial costs | EUR | 0 | 0 | 0 | 0 | 0 | 0 | 0 | 0 | 0 | 0 | 0 | 0 | 0 | 0 | 0 | 0 | 0 | 0 | 0 | 0 | 0 | 0 | 0 | 0 | 0 | 0 | 0 | 0 | 0 | 0 | 0 | 0 | 0 | 0 | 0 | 0 | 0 | Other financial costs | […] | […] | […] | […] | […] | […] | […] | […] | […]
Financial analysis | [41 empty] | Financial analysis | […] | […] | […] | […] | […] | […] | […] | […] | […]
|  | Discount rate | [39 empty] | Discount rate | […] | […] | […] | […] | […] | […] | […] | […] | […]
|  |  | Financial discount rate used in the model - real discount rate | % | 4% | [36 empty] | Financial discount rate used in the model - real discount rate | […] | […] | […] | […] | […] | […] | […] | […] | […] | % | % | […] | […] | […] | […] | […] | […] | […] | […]
|  | Residual value | [39 empty] | Residual value | […] | […] | […] | […] | […] | […] | […] | […] | […]
|  |  | Residual value selection | text | Net book value | [36 empty] | Residual value selection | […] | […] | […] | […] | […] | […] | […] | […] | […] | text | tekst | […] | […] | […] | […] | […] | […] | […] | […]
|  |  | Net book value | # | 1
|  |  | Input | # | 0
|  |  | Net book value | [38 empty] | Net book value | […] | […] | […] | […] | […] | […] | […] | […] | […]
|  |  | 1. Planning/design fees | EUR | 0 | [36 empty] | 1. Planning/design fees | […] | […] | […] | […] | […] | […] | […] | […] | […]
|  |  | 2. Land purchase | EUR | 0 | [36 empty] | 2. Land purchase | […] | […] | […] | […] | […] | […] | […] | […] | […]
|  |  | 3. Building and construction | EUR | 112000 | [36 empty] | 3. Building and construction | […] | […] | […] | […] | […] | […] | […] | […] | […]
|  |  | a. Construction elements | EUR | 55000 | [36 empty] | a. Construction elements | […] | […] | […] | […] | […] | […] | […] | […] | […]
|  |  | b. Insulation and facade | EUR | 55000 | [36 empty] | b. Insulation and facade | […] | […] | […] | […] | […] | […] | […] | […] | […]
|  |  | c. Windows | EUR | 2000 | [36 empty] | c. Windows | […] | […] | […] | […] | […] | […] | […] | […] | […]
|  |  | d. Seismic retrofit reinforcements | EUR | 0 | [36 empty] | d. Seismic retrofit reinforcements | […] | […] | […] | […] | […] | […] | […] | […] | […]
|  |  | e. Green infrastructure (NBS) | EUR | 0 | [36 empty] | e. Green infrastructure (NBS) | […] | […] | […] | […] | […] | […] | […] | […] | […]
|  |  | f. Other | EUR | 0 | [36 empty] | f. Other | […] | […] | […] | […] | […] | […] | […] | […] | […]
|  |  | 4. Plant and machinery | EUR | 1550 | [36 empty] | 4. Plant and machinery | […] | […] | […] | […] | […] | […] | […] | […] | […]
|  |  | a. Heating, ventilation, and air conditioning | EUR | 0 | [36 empty] | a. Heating, ventilation, and air conditioning | […] | […] | […] | […] | […] | […] | […] | […] | […]
|  |  | b. Solar power plant | EUR | 1000 | [36 empty] | b. Solar power plant | […] | […] | […] | […] | […] | […] | […] | […] | […]
|  |  | c. Battery energy storage system | EUR | 0 | [36 empty] | c. Battery energy storage system | […] | […] | […] | […] | […] | […] | […] | […] | […]
|  |  | d. Charging equipment | EUR | 550 | [36 empty] | d. Charging equipment | […] | […] | […] | […] | […] | […] | […] | […] | […]
|  |  | e. IT equipment and sensors | EUR | 0 | [36 empty] | e. IT equipment and sensors | […] | […] | […] | […] | […] | […] | […] | […] | […]
|  |  | f. Other electric equipment | EUR | 0 | [36 empty] | f. Other electric equipment | […] | […] | […] | […] | […] | […] | […] | […] | […]
|  |  | g. Indoor lighting | EUR | 0 | [36 empty] | g. Indoor lighting | […] | […] | […] | […] | […] | […] | […] | […] | […]
|  |  | 5. Contingencies | EUR | 0 | [36 empty] | 5. Contingencies | […] | […] | […] | […] | […] | […] | […] | […] | […]
|  |  | 6. Price adjustment | EUR | 0 | [36 empty] | 6. Price adjustment | […] | […] | […] | […] | […] | […] | […] | […] | […]
|  |  | 7. Publicity | EUR | 0 | [36 empty] | 7. Publicity | […] | […] | […] | […] | […] | […] | […] | […] | […]
|  |  | 8. Supervision during contrusction implementation | EUR | 0 | [36 empty] | 8. Supervision during contrusction implementation | […] | […] | […] | […] | […] | […] | […] | […] | […]
|  |  | 9. Technical assistance | EUR | 0 | [36 empty] | 9. Technical assistance | […] | […] | […] | […] | […] | […] | […] | […] | […]
|  |  | Total | EUR | 113550 | [36 empty] | Total | […] | […] | […] | […] | […] | […] | […] | […] | […]
|  |  | Blended VAT rate | % | 0% | [36 empty] | Blended VAT rate | […] | […] | […] | […] | […] | […] | […] | […] | […] | % | % | […] | […] | […] | […] | […] | […] | […] | […]
|  |  | VAT | EUR | 0 | [36 empty] | VAT | […] | […] | […] | […] | […] | […] | […] | […] | […]
|  |  | Total incl. VAT | EUR | 113550 | [36 empty] | Total incl. VAT | […] | […] | […] | […] | […] | […] | […] | […] | […]
|  |  | Input | [38 empty] | Input | […] | […] | […] | […] | […] | […] | […] | […] | […]
|  |  | Total | EUR | 0 | [36 empty] | Total | […] | […] | […] | […] | […] | […] | […] | […] | […]
|  |  | VAT | EUR | 0% | [36 empty] | VAT | […] | […] | […] | […] | […] | […] | […] | […] | […]
|  |  | Total incl. VAT | EUR | 0 | [36 empty] | Total incl. VAT | […] | […] | […] | […] | […] | […] | […] | […] | […]
Economic analysis | [41 empty] | Economic analysis | […] | […] | […] | […] | […] | […] | […] | […] | […]
|  | Discount rate | [39 empty] | Discount rate | […] | […] | […] | […] | […] | […] | […] | […] | […]
|  |  | Social discount rate used in the model | % | 3% | [36 empty] | Social discount rate used in the model | […] | […] | […] | […] | […] | […] | […] | […] | […] | % | % | […] | […] | […] | […] | […] | […] | […] | […]
|  | Correction factor parameters | [39 empty] | Correction factor parameters | […] | […] | […] | […] | […] | […] | […] | […] | […]
|  |  | CAPEX Correction factor due to fiscal corrections | x | 0.80565 | [36 empty] | CAPEX Correction factor due to fiscal corrections | […] | […] | […] | […] | […] | […] | […] | […] | […] | x | x | […] | […] | […] | […] | […] | […] | […] | […]
|  |  | CAPEX Correction factor due to shadow pricing | x | 1 | [36 empty] | CAPEX Correction factor due to shadow pricing | […] | […] | […] | […] | […] | […] | […] | […] | […] | x | x | […] | […] | […] | […] | […] | […] | […] | […]
|  |  | OPEX Correction factor due to fiscal corrections | x | 0.88496 | [36 empty] | OPEX Correction factor due to fiscal corrections | […] | […] | […] | […] | […] | […] | […] | […] | […] | x | x | […] | […] | […] | […] | […] | […] | […] | […]
|  |  | OPEX Correction factor due to shadow pricing | x | 1 | [36 empty] | OPEX Correction factor due to shadow pricing | […] | […] | […] | […] | […] | […] | […] | […] | […] | x | x | […] | […] | […] | […] | […] | […] | […] | […]
|  |  | Revenue Correction factor due to fiscal corrections | x | 1 | [36 empty] | Revenue Correction factor due to fiscal corrections | […] | […] | […] | […] | […] | […] | […] | […] | […] | x | x | […] | […] | […] | […] | […] | […] | […] | […]
|  | Socio-economic parameters | [39 empty] | Socio-economic parameters | […] | […] | […] | […] | […] | […] | […] | […] | […]
|  |  | Exchange rate for recalculating shadow prices into project's currency | FX | [21 empty] | 0 | 0 | 0 | 0 | 0 | 0 | 0 | 0 | 0 | 0 | 0 | 0 | 0 | 0 | 0 | 0 | Exchange rate for recalculating shadow prices into project's currency | […] | […] | […] | […] | […] | […] | […] | […] | […] | FX | FX | […] | […] | […] | […] | […] | […] | […] | […] | bar: 2025 to 2044
|  |  | Forecasted long-term per capita real GDP growth | % |  | 0% | 1.5% | 1.5% | 1.5% | 1.5% | 1.5% | 1.5% | 1.5% | 1.5% | 1.5% | 1.5% | 1.5% | 1.5% | 1.5% | 1.5% | 1.5% | 1.5% | 1.5% | 1.5% | 1.5% | 0% | 0% | 0% | 0% | 0% | 0% | 0% | 0% | 0% | 0% | 0% | 0% | 0% | 0% | 0% | 0% | Forecasted long-term per capita real GDP growth | […] | […] | […] | […] | […] | […] | […] | […] | […] | % | % | […] | […] | […] | […] | […] | […] | […] | […]
|  |  | Shadow prices in EUR | [38 empty] | Shadow prices in EUR | […] | […] | […] | […] | […] | […] | […] | […] | […]
|  |  | Damage cost of air pollutant: PM2.5 per tonne | EUR / tonne |  | 165 | 182 | 199 | 216 | 233 | 250 | 278 | 306 | 334 | 362 | 390 | 417 | 444 | 471 | 498 | 525 | 552 | 579 | 606 | 633 | 0 | 0 | 0 | 0 | 0 | 0 | 0 | 0 | 0 | 0 | 0 | 0 | 0 | 0 | 0 | 0 | Damage cost of air pollutant: PM2.5 per tonne | […] | […] | […] | […] | […] | […] | […] | […] | […] | EUR / tonne | EUR / tona | […] | […] | […] | […] | […] | […] | […] | […]
|  |  | Damage cost of air pollutant: PM2.5 per tonne | EUR / tonne | 24261 | 24261 | 24624.915 | 24994.2887 | 25369.2031 | 25749.7411 | 26135.9872 | 26528.027 | 26925.9474 | 27329.8366 | 27739.7842 | 28155.881 | 28578.2192 | 29006.8925 | 29441.9958 | 29883.6258 | 30331.8802 | 30786.8584 | 31248.6612 | 31717.3912 | 32193.152 | 0 | 0 | 0 | 0 | 0 | 0 | 0 | 0 | 0 | 0 | 0 | 0 | 0 | 0 | 0 | 0 | Damage cost of air pollutant: PM2.5 per tonne | […] | […] | […] | […] | […] | […] | […] | […] | […] | EUR / tonne | EUR / tona | […] | […] | […] | […] | […] | […] | […] | […]
|  |  | Damage cost of air pollutant: PM10 per tonne | EUR / tonne | 1383 | 1383 | 1403.745 | 1424.8012 | 1446.1732 | 1467.8658 | 1489.8838 | 1512.232 | 1534.9155 | 1557.9392 | 1581.3083 | 1605.028 | 1629.1034 | 1653.5399 | 1678.343 | 1703.5182 | 1729.0709 | 1755.007 | 1781.3321 | 1808.0521 | 1835.1729 | 0 | 0 | 0 | 0 | 0 | 0 | 0 | 0 | 0 | 0 | 0 | 0 | 0 | 0 | 0 | 0 | Damage cost of air pollutant: PM10 per tonne | […] | […] | […] | […] | […] | […] | […] | […] | […] | EUR / tonne | EUR / tona | […] | […] | […] | […] | […] | […] | […] | […]
|  |  | Damage cost of air pollutant: NOx per tonne | EUR / tonne | 8223 | 8223 | 8346.345 | 8471.5402 | 8598.6133 | 8727.5925 | 8858.5064 | 8991.384 | 9126.2547 | 9263.1485 | 9402.0958 | 9543.1272 | 9686.2741 | 9831.5682 | 9979.0417 | 10128.7274 | 10280.6583 | 10434.8682 | 10591.3912 | 10750.262 | 10911.516 | 0 | 0 | 0 | 0 | 0 | 0 | 0 | 0 | 0 | 0 | 0 | 0 | 0 | 0 | 0 | 0 | Damage cost of air pollutant: NOx per tonne | […] | […] | […] | […] | […] | […] | […] | […] | […] | EUR / tonne | EUR / tona | […] | […] | […] | […] | […] | […] | […] | […]
|  |  | Damage cost of air pollutant: SOx per tonne | EUR / tonne | 7079 | 7079 | 7185.185 | 7292.9628 | 7402.3572 | 7513.3926 | 7626.0935 | 7740.4849 | 7856.5921 | 7974.441 | 8094.0576 | 8215.4685 | 8338.7005 | 8463.781 | 8590.7378 | 8719.5988 | 8850.3928 | 8983.1487 | 9117.8959 | 9254.6644 | 9393.4843 | 0 | 0 | 0 | 0 | 0 | 0 | 0 | 0 | 0 | 0 | 0 | 0 | 0 | 0 | 0 | 0 | Damage cost of air pollutant: SOx per tonne | […] | […] | […] | […] | […] | […] | […] | […] | […] | EUR / tonne | EUR / tona | […] | […] | […] | […] | […] | […] | […] | […]
|  |  | Economic benefit of enhanced security of energy supply per MWh | EUR / MWh | 10 | 10 | 10 | 10 | 10 | 10 | 10 | 10 | 10 | 10 | 10 | 10 | 10 | 10 | 10 | 10 | 10 | 10 | 10 | 10 | 10 | 0 | 0 | 0 | 0 | 0 | 0 | 0 | 0 | 0 | 0 | 0 | 0 | 0 | 0 | 0 | 0 | Economic benefit of enhanced security of energy supply per MWh | […] | […] | […] | […] | […] | […] | […] | […] | […] | EUR / MWh | EUR / MWh | […] | […] | […] | […] | […] | […] | […] | […]
|  |  | Shadow prices in the project's currency | [38 empty] | Shadow prices in the project's currency | […] | […] | […] | […] | […] | […] | […] | […] | […]
|  |  | Damage cost of air pollutant: CO2 per tonne | EUR |  | 165 | 182 | 199 | 216 | 233 | 250 | 278 | 306 | 334 | 362 | 390 | 417 | 444 | 471 | 498 | 525 | 552 | 579 | 606 | 633 | 0 | 0 | 0 | 0 | 0 | 0 | 0 | 0 | 0 | 0 | 0 | 0 | 0 | 0 | 0 | 0 | Damage cost of air pollutant: CO2 per tonne | […] | […] | […] | […] | […] | […] | […] | […] | […] | EUR / tonne | PLN / tona | […] | […] | […] | […] | […] | […] | […] | […]
|  |  | Damage cost of air pollutant: PM2.5 per tonne | EUR |  | 24261 | 24624.915 | 24994.2887 | 25369.2031 | 25749.7411 | 26135.9872 | 26528.027 | 26925.9474 | 27329.8366 | 27739.7842 | 28155.881 | 28578.2192 | 29006.8925 | 29441.9958 | 29883.6258 | 30331.8802 | 30786.8584 | 31248.6612 | 31717.3912 | 32193.152 | 0 | 0 | 0 | 0 | 0 | 0 | 0 | 0 | 0 | 0 | 0 | 0 | 0 | 0 | 0 | 0 | Damage cost of air pollutant: PM2.5 per tonne | […] | […] | […] | […] | […] | […] | […] | […] | […] | EUR / tonne | PLN / tona | […] | […] | […] | […] | […] | […] | […] | […]
|  |  | Damage cost of air pollutant: PM10 per tonne | EUR |  | 1383 | 1403.745 | 1424.8012 | 1446.1732 | 1467.8658 | 1489.8838 | 1512.232 | 1534.9155 | 1557.9392 | 1581.3083 | 1605.028 | 1629.1034 | 1653.5399 | 1678.343 | 1703.5182 | 1729.0709 | 1755.007 | 1781.3321 | 1808.0521 | 1835.1729 | 0 | 0 | 0 | 0 | 0 | 0 | 0 | 0 | 0 | 0 | 0 | 0 | 0 | 0 | 0 | 0 | Damage cost of air pollutant: PM10 per tonne | […] | […] | […] | […] | […] | […] | […] | […] | […] | EUR / tonne | PLN / tona | […] | […] | […] | […] | […] | […] | […] | […]
|  |  | Damage cost of air pollutant: NOx per tonne | EUR |  | 8223 | 8346.345 | 8471.5402 | 8598.6133 | 8727.5925 | 8858.5064 | 8991.384 | 9126.2547 | 9263.1485 | 9402.0958 | 9543.1272 | 9686.2741 | 9831.5682 | 9979.0417 | 10128.7274 | 10280.6583 | 10434.8682 | 10591.3912 | 10750.262 | 10911.516 | 0 | 0 | 0 | 0 | 0 | 0 | 0 | 0 | 0 | 0 | 0 | 0 | 0 | 0 | 0 | 0 | Damage cost of air pollutant: NOx per tonne | […] | […] | […] | […] | […] | […] | […] | […] | […] | EUR / tonne | PLN / tona | […] | […] | […] | […] | […] | […] | […] | […]
|  |  | Damage cost of air pollutant: SOx per tonne | EUR |  | 7079 | 7185.185 | 7292.9628 | 7402.3572 | 7513.3926 | 7626.0935 | 7740.4849 | 7856.5921 | 7974.441 | 8094.0576 | 8215.4685 | 8338.7005 | 8463.781 | 8590.7378 | 8719.5988 | 8850.3928 | 8983.1487 | 9117.8959 | 9254.6644 | 9393.4843 | 0 | 0 | 0 | 0 | 0 | 0 | 0 | 0 | 0 | 0 | 0 | 0 | 0 | 0 | 0 | 0 | Damage cost of air pollutant: SOx per tonne | […] | […] | […] | […] | […] | […] | […] | […] | […] | EUR / tonne | PLN / tona | […] | […] | […] | […] | […] | […] | […] | […]
|  |  | Economic benefit of enhanced security of energy supply per MWh | EUR / MWh |  | 10 | 10 | 10 | 10 | 10 | 10 | 10 | 10 | 10 | 10 | 10 | 10 | 10 | 10 | 10 | 10 | 10 | 10 | 10 | 10 | 0 | 0 | 0 | 0 | 0 | 0 | 0 | 0 | 0 | 0 | 0 | 0 | 0 | 0 | 0 | 0 | Economic benefit of enhanced security of energy supply per MWh | […] | […] | […] | […] | […] | […] | […] | […] | […] | MWh | MWh | […] | […] | […] | […] | […] | […] | […] | […]
|  | Avoided emissions of GHG and airborne pollutants | [39 empty] | Avoided emissions of GHG and airborne pollutants | […] | […] | […] | […] | […] | […] | […] | […] | […]
|  |  | Reduction of CO2 emissions from energy renovation | tonne / year |  | 0 | 75.95 | 75.95 | 75.95 | 75.95 | 75.95 | 75.95 | 75.95 | 75.95 | 75.95 | 75.95 | 75.95 | 75.95 | 75.95 | 75.95 | 75.95 | 75.95 | 75.95 | 75.95 | 75.95 | 0 | 0 | 0 | 0 | 0 | 0 | 0 | 0 | 0 | 0 | 0 | 0 | 0 | 0 | 0 | 0 | Reduction of CO2 emissions from energy renovation | […] | […] | […] | […] | […] | […] | […] | […] | […] | tonne / year | tona / rok | […] | […] | […] | […] | […] | […] | […] | […]
|  |  | Sequestered CO2 from GI (NBS) | tonne / year |  | 0 | 0 | 0 | 0 | 0 | 0 | 0 | 0 | 0 | 0 | 0 | 0 | 0 | 0 | 0 | 0 | 0 | 0 | 0 | 0 | 0 | 0 | 0 | 0 | 0 | 0 | 0 | 0 | 0 | 0 | 0 | 0 | 0 | 0 | 0 | 0 | Sequestered CO2 from GI (NBS) | […] | […] | […] | […] | […] | […] | […] | […] | […] | tonne / year | tona / rok | […] | […] | […] | […] | […] | […] | […] | […]
|  |  | Reduction of air pollutant: PM2.5 | tonne / year |  | 0 | 0 | 0 | 0 | 0 | 0 | 0 | 0 | 0 | 0 | 0 | 0 | 0 | 0 | 0 | 0 | 0 | 0 | 0 | 0 | 0 | 0 | 0 | 0 | 0 | 0 | 0 | 0 | 0 | 0 | 0 | 0 | 0 | 0 | 0 | 0 | Reduction of air pollutant: PM2.5 | […] | […] | […] | […] | […] | […] | […] | […] | […] | tonne / year | tona / rok | […] | […] | […] | […] | […] | […] | […] | […]
|  |  | Sequestered air pollutant: PM2.5 | tonne / year |  | 0 | 0 | 0 | 0 | 0 | 0 | 0 | 0 | 0 | 0 | 0 | 0 | 0 | 0 | 0 | 0 | 0 | 0 | 0 | 0 | 0 | 0 | 0 | 0 | 0 | 0 | 0 | 0 | 0 | 0 | 0 | 0 | 0 | 0 | 0 | 0 | Sequestered air pollutant: PM2.5 | […] | […] | […] | […] | […] | […] | […] | […] | […] | tonne / year | tona / rok | […] | […] | […] | […] | […] | […] | […] | […]
|  |  | Reduction of air pollutant: PM10 | tonne / year |  | 0 | 0 | 0 | 0 | 0 | 0 | 0 | 0 | 0 | 0 | 0 | 0 | 0 | 0 | 0 | 0 | 0 | 0 | 0 | 0 | 0 | 0 | 0 | 0 | 0 | 0 | 0 | 0 | 0 | 0 | 0 | 0 | 0 | 0 | 0 | 0 | Reduction of air pollutant: PM10 | […] | […] | […] | […] | […] | […] | […] | […] | […] | tonne / year | tona / rok | […] | […] | […] | […] | […] | […] | […] | […]
|  |  | Sequestered air pollutant: PM10 | tonne / year |  | 0 | 0 | 0 | 0 | 0 | 0 | 0 | 0 | 0 | 0 | 0 | 0 | 0 | 0 | 0 | 0 | 0 | 0 | 0 | 0 | 0 | 0 | 0 | 0 | 0 | 0 | 0 | 0 | 0 | 0 | 0 | 0 | 0 | 0 | 0 | 0 | Sequestered air pollutant: PM10 | […] | […] | […] | […] | […] | […] | […] | […] | […] | tonne / year | tona / rok | […] | […] | […] | […] | […] | […] | […] | […]
|  |  | Reduction of air pollutant: NOx | tonne / year |  | 0 | 0 | 0 | 0 | 0 | 0 | 0 | 0 | 0 | 0 | 0 | 0 | 0 | 0 | 0 | 0 | 0 | 0 | 0 | 0 | 0 | 0 | 0 | 0 | 0 | 0 | 0 | 0 | 0 | 0 | 0 | 0 | 0 | 0 | 0 | 0 | Reduction of air pollutant: NOx | […] | […] | […] | […] | […] | […] | […] | […] | […] | tonne / year | tona / rok | […] | […] | […] | […] | […] | […] | […] | […]
|  |  | Sequestered air pollutant: NOx | tonne / year |  | 0 | 0 | 0 | 0 | 0 | 0 | 0 | 0 | 0 | 0 | 0 | 0 | 0 | 0 | 0 | 0 | 0 | 0 | 0 | 0 | 0 | 0 | 0 | 0 | 0 | 0 | 0 | 0 | 0 | 0 | 0 | 0 | 0 | 0 | 0 | 0 | Sequestered air pollutant: NOx | […] | […] | […] | […] | […] | […] | […] | […] | […] | tonne / year | tona / rok | […] | […] | […] | […] | […] | […] | […] | […]
|  |  | Reduction of air pollutant: SOx | tonne / year |  | 0 | 0 | 0 | 0 | 0 | 0 | 0 | 0 | 0 | 0 | 0 | 0 | 0 | 0 | 0 | 0 | 0 | 0 | 0 | 0 | 0 | 0 | 0 | 0 | 0 | 0 | 0 | 0 | 0 | 0 | 0 | 0 | 0 | 0 | 0 | 0 | Reduction of air pollutant: SOx | […] | […] | […] | […] | […] | […] | […] | […] | […] | tonne / year | tona / rok | […] | […] | […] | […] | […] | […] | […] | […]
|  |  | Sequestered air pollutant: SOx | tonne / year |  | 0 | 0 | 0 | 0 | 0 | 0 | 0 | 0 | 0 | 0 | 0 | 0 | 0 | 0 | 0 | 0 | 0 | 0 | 0 | 0 | 0 | 0 | 0 | 0 | 0 | 0 | 0 | 0 | 0 | 0 | 0 | 0 | 0 | 0 | 0 | 0 | Sequestered air pollutant: SOx | […] | […] | […] | […] | […] | […] | […] | […] | […] | tonne / year | tona / rok | […] | […] | […] | […] | […] | […] | […] | […]
|  | Energy produced from RES | [39 empty] | Energy produced from RES | […] | […] | […] | […] | […] | […] | […] | […] | […]
|  |  | Electricity | MWh |  | 0 | 50 | 78 | 78 | 78 | 78 | 78 | 78 | 78 | 78 | 78 | 78 | 78 | 78 | 78 | 78 | 78 | 78 | 78 | 78 | 0 | 0 | 0 | 0 | 0 | 0 | 0 | 0 | 0 | 0 | 0 | 0 | 0 | 0 | 0 | 0 | Electricity | […] | […] | […] | […] | […] | […] | […] | […] | […] | MWh | MWh | […] | […] | […] | […] | […] | […] | […] | […]
|  |  | Heat | MWh |  | 0 | 0 | 0 | 0 | 0 | 0 | 0 | 0 | 0 | 0 | 0 | 0 | 0 | 0 | 0 | 0 | 0 | 0 | 0 | 0 | 0 | 0 | 0 | 0 | 0 | 0 | 0 | 0 | 0 | 0 | 0 | 0 | 0 | 0 | 0 | 0 | Heat | […] | […] | […] | […] | […] | […] | […] | […] | […] | MWh | MWh | […] | […] | […] | […] | […] | […] | […] | […]
|  |  | Other | MWh |  | 0 | 0 | 0 | 0 | 0 | 0 | 0 | 0 | 0 | 0 | 0 | 0 | 0 | 0 | 0 | 0 | 0 | 0 | 0 | 0 | 0 | 0 | 0 | 0 | 0 | 0 | 0 | 0 | 0 | 0 | 0 | 0 | 0 | 0 | 0 | 0 | Other | […] | […] | […] | […] | […] | […] | […] | […] | […] | MWh | MWh | […] | […] | […] | […] | […] | […] | […] | […]
|  | Improved thermal comfort benefit | [39 empty] | Improved thermal comfort benefit | […] | […] | […] | […] | […] | […] | […] | […] | […]
|  |  | Actual temperature without the project | °C |  | 0 | 0 | 0 | 0 | 0 | 0 | 0 | 0 | 0 | 0 | 0 | 0 | 0 | 0 | 0 | 0 | 0 | 0 | 0 | 0 | 0 | 0 | 0 | 0 | 0 | 0 | 0 | 0 | 0 | 0 | 0 | 0 | 0 | 0 | 0 | 0 | Actual temperature without the project | […] | […] | […] | […] | […] | […] | […] | […] | […] | °C | °C | […] | […] | […] | […] | […] | […] | […] | […]
|  |  | Actual temperature with the project | °C |  | 0 | 0 | 0 | 0 | 0 | 0 | 0 | 0 | 0 | 0 | 0 | 0 | 0 | 0 | 0 | 0 | 0 | 0 | 0 | 0 | 0 | 0 | 0 | 0 | 0 | 0 | 0 | 0 | 0 | 0 | 0 | 0 | 0 | 0 | 0 | 0 | Actual temperature with the project | […] | […] | […] | […] | […] | […] | […] | […] | […] | °C | °C | […] | […] | […] | […] | […] | […] | […] | […]
|  |  | Annual energy cost in counterfactual without-the-project scenario to reach thermal comfort of with-the project scenario | EUR |  | 0 | 0 | 0 | 0 | 0 | 0 | 0 | 0 | 0 | 0 | 0 | 0 | 0 | 0 | 0 | 0 | 0 | 0 | 0 | 0 | 0 | 0 | 0 | 0 | 0 | 0 | 0 | 0 | 0 | 0 | 0 | 0 | 0 | 0 | 0 | 0 | Annual energy cost in counterfactual without-the-project scenario to reach thermal comfort of with-the project scenario | […] | […] | […] | […] | […] | […] | […] | […] | […]
|  | Increase in property values | [39 empty] | Increase in property values | […] | […] | […] | […] | […] | […] | […] | […] | […]
|  |  | Initial property value | EUR | 0 | [36 empty] | Initial property value | […] | […] | […] | […] | […] | […] | […] | […] | […]
|  |  | Estimated price increase | % | 0% | [36 empty] | Estimated price increase | […] | […] | […] | […] | […] | […] | […] | […] | […] | % | % | […] | […] | […] | […] | […] | […] | […] | […]
|  |  | Increase in property value (ΔV) | EUR | 0 | [36 empty] | Increase in property value (ΔV) | […] | […] | […] | […] | […] | […] | […] | […] | […]
|  |  | NPV of increased property value (PVΔV) | EUR | 0 | [36 empty] | NPV of increased property value (PVΔV) | […] | […] | […] | […] | […] | […] | […] | […] | […]
|  |  | NPV of energy savings and improved thermal comfort (PVΔES) | EUR | 489941.7087 | [36 empty] | NPV of energy savings and improved thermal comfort (PVΔES) | […] | […] | […] | […] | […] | […] | […] | […] | […]
|  |  | Equivalent constant annuity in case where PVΔV > PVΔES | EUR | 0 | [36 empty] | Equivalent constant annuity in case where PVΔV > PVΔES | […] | […] | […] | […] | […] | […] | […] | […] | […]

## Financial_analysis
FINANCIAL ANALYSIS |  |  | Unit |  | 2025 | 2026 | 2027 | 2028 | 2029 | 2030 | 2031 | 2032 | 2033 | 2034 | 2035 | 2036 | 2037 | 2038 | 2039 | 2040 | 2041 | 2042 | 2043 | 2044
Name of the project beneficiary: Company ABC |  |  |  |  | Construction | Construction | Operation | Operation | Operation | Operation | Operation | Operation | Operation | Operation | Operation | Operation | Operation | Operation | Operation | Operation | Operation | Operation | Operation | Operation
Name of the investment project: Project XYZ | [40 empty] | Language | [9 empty] | Units
[41 empty] | English | Polish | […] | […] | […] | […] | […] | […] | […] | […] | English | Polish | […] | […] | […] | […] | […] | […] | […] | […]
Financial profitability | [40 empty] | Financial profitability | […] | […] | […] | […] | […] | […] | […] | […] | […]
| Return on investment | [39 empty] | Return on investment | […] | […] | […] | […] | […] | […] | […] | […] | […]
|  | Total inflows | EUR | 316361.5026 | 0 | 6974.2607 | 10879.8468 | 10879.8468 | 10879.8468 | 10879.8468 | 10879.8468 | 10879.8468 | 10879.8468 | 10879.8468 | 10879.8468 | 10879.8468 | 10879.8468 | 10879.8468 | 10879.8468 | 10879.8468 | 10879.8468 | 10879.8468 | 10879.8468 | 124429.8468 | 0 | 0 | 0 | 0 | 0 | 0 | 0 | 0 | 0 | 0 | 0 | 0 | 0 | 0 | 0 | 0 | Total inflows | […] | […] | […] | […] | […] | […] | […] | […] | […]
|  | Total revenues | EUR | 202811.5026 | 0 | 6974.2607 | 10879.8468 | 10879.8468 | 10879.8468 | 10879.8468 | 10879.8468 | 10879.8468 | 10879.8468 | 10879.8468 | 10879.8468 | 10879.8468 | 10879.8468 | 10879.8468 | 10879.8468 | 10879.8468 | 10879.8468 | 10879.8468 | 10879.8468 | 10879.8468 | 0 | 0 | 0 | 0 | 0 | 0 | 0 | 0 | 0 | 0 | 0 | 0 | 0 | 0 | 0 | 0 | Total revenues | […] | […] | […] | […] | […] | […] | […] | […] | […]
|  | Residual value | EUR | 113550 | 0 | 0 | 0 | 0 | 0 | 0 | 0 | 0 | 0 | 0 | 0 | 0 | 0 | 0 | 0 | 0 | 0 | 0 | 0 | 113550 | 0 | 0 | 0 | 0 | 0 | 0 | 0 | 0 | 0 | 0 | 0 | 0 | 0 | 0 | 0 | 0 | Residual value | […] | […] | […] | […] | […] | […] | […] | […] | […]
|  | Total outflows | EUR | 229795.3731 | -30000 | -246379.1909 | 28120.8091 | 28120.8091 | 28120.8091 | 28120.8091 | 28120.8091 | 28120.8091 | 28120.8091 | 28120.8091 | 28120.8091 | 28120.8091 | 28120.8091 | 28120.8091 | 28120.8091 | 28120.8091 | 28120.8091 | 28120.8091 | 28120.8091 | 28120.8091 | 0 | 0 | 0 | 0 | 0 | 0 | 0 | 0 | 0 | 0 | 0 | 0 | 0 | 0 | 0 | 0 | Total outflows | […] | […] | […] | […] | […] | […] | […] | […] | […]
|  | Total operating costs | EUR | 529795.3731 | 0 | 23620.8091 | 28120.8091 | 28120.8091 | 28120.8091 | 28120.8091 | 28120.8091 | 28120.8091 | 28120.8091 | 28120.8091 | 28120.8091 | 28120.8091 | 28120.8091 | 28120.8091 | 28120.8091 | 28120.8091 | 28120.8091 | 28120.8091 | 28120.8091 | 28120.8091 | 0 | 0 | 0 | 0 | 0 | 0 | 0 | 0 | 0 | 0 | 0 | 0 | 0 | 0 | 0 | 0 | Total operating costs | […] | […] | […] | […] | […] | […] | […] | […] | […]
|  | ESCO remuneration | EUR | 0 | 0 | 0 | 0 | 0 | 0 | 0 | 0 | 0 | 0 | 0 | 0 | 0 | 0 | 0 | 0 | 0 | 0 | 0 | 0 | 0 | 0 | 0 | 0 | 0 | 0 | 0 | 0 | 0 | 0 | 0 | 0 | 0 | 0 | 0 | 0 | 0 | ESCO remuneration | […] | […] | […] | […] | […] | […] | […] | […] | […]
|  | Initial investment | EUR | -300000 | -30000 | -270000 | 0 | 0 | 0 | 0 | 0 | 0 | 0 | 0 | 0 | 0 | 0 | 0 | 0 | 0 | 0 | 0 | 0 | 0 | 0 | 0 | 0 | 0 | 0 | 0 | 0 | 0 | 0 | 0 | 0 | 0 | 0 | 0 | 0 | 0 | Initial investment | […] | […] | […] | […] | […] | […] | […] | […] | […]
|  | Replacement costs | EUR | 0 | 0 | 0 | 0 | 0 | 0 | 0 | 0 | 0 | 0 | 0 | 0 | 0 | 0 | 0 | 0 | 0 | 0 | 0 | 0 | 0 | 0 | 0 | 0 | 0 | 0 | 0 | 0 | 0 | 0 | 0 | 0 | 0 | 0 | 0 | 0 | 0 | Replacement costs | […] | […] | […] | […] | […] | […] | […] | […] | […]
|  | Net cash flow | EUR | 546156.8757 | -30000 | -239404.9301 | 39000.6559 | 39000.6559 | 39000.6559 | 39000.6559 | 39000.6559 | 39000.6559 | 39000.6559 | 39000.6559 | 39000.6559 | 39000.6559 | 39000.6559 | 39000.6559 | 39000.6559 | 39000.6559 | 39000.6559 | 39000.6559 | 39000.6559 | 152550.6559 | 0 | 0 | 0 | 0 | 0 | 0 | 0 | 0 | 0 | 0 | 0 | 0 | 0 | 0 | 0 | 0 | Net cash flow | […] | […] | […] | […] | […] | […] | […] | […] | […]
|  | Cumulative net cash flow | EUR |  | -30000 | -269404.9301 | -230404.2743 | -191403.6184 | -152402.9625 | -113402.3066 | -74401.6507 | -35400.9949 | 3599.661 | 42600.3169 | 81600.9728 | 120601.6287 | 159602.2845 | 198602.9404 | 237603.5963 | 276604.2522 | 315604.9081 | 354605.5639 | 393606.2198 | 546156.8757 | 546156.8757 | 546156.8757 | 546156.8757 | 546156.8757 | 546156.8757 | 546156.8757 | 546156.8757 | 546156.8757 | 546156.8757 | 546156.8757 | 546156.8757 | 546156.8757 | 546156.8757 | 546156.8757 | 546156.8757 | 546156.8757 | Cumulative net cash flow | […] | […] | […] | […] | […] | […] | […] | […] | […]
|  | Discounted net cash flow | EUR | 258105.98 | -28846.1538 | -221343.3156 | 34671.4411 | 33337.9241 | 32055.6962 | 30822.7849 | 29637.2931 | 28497.3972 | 27401.3435 | 26347.4457 | 25334.0824 | 24359.6946 | 23422.7833 | 22521.907 | 21655.6798 | 20822.769 | 20021.8933 | 19251.8205 | 18511.3658 | 69622.128 | 0 | 0 | 0 | 0 | 0 | 0 | 0 | 0 | 0 | 0 | 0 | 0 | 0 | 0 | 0 | 0 | Discounted net cash flow | […] | […] | […] | […] | […] | […] | […] | […] | […]
|  | Cumulative discounted net cash flow | EUR |  | -28846.1538 | -250189.4694 | -215518.0284 | -182180.1043 | -150124.408 | -119301.6232 | -89664.33 | -61166.9328 | -33765.5893 | -7418.1436 | 17915.9388 | 42275.6333 | 65698.4166 | 88220.3236 | 109876.0034 | 130698.7724 | 150720.6657 | 169972.4862 | 188483.852 | 258105.98 | 258105.98 | 258105.98 | 258105.98 | 258105.98 | 258105.98 | 258105.98 | 258105.98 | 258105.98 | 258105.98 | 258105.98 | 258105.98 | 258105.98 | 258105.98 | 258105.98 | 258105.98 | 258105.98 | Cumulative discounted net cash flow | […] | […] | […] | […] | […] | […] | […] | […] | […]
|  | Profitability measures | [38 empty] | Profitability measures | […] | […] | […] | […] | […] | […] | […] | […] | […]
|  | FNPV(C) | EUR | 258105.98 | [36 empty] | FNPV(C) | […] | […] | […] | […] | […] | […] | […] | […] | […]
|  | FRR(C) | % | 13.35% | [36 empty] | FRR(C) | […] | […] | […] | […] | […] | […] | […] | […] | […] | % | % | […] | […] | […] | […] | […] | […] | […] | […]
|  | Simple Payback Period | years | 6.9077 | [36 empty] | Simple Payback Period | […] | […] | […] | […] | […] | […] | […] | […] | […] | years | lata | […] | […] | […] | […] | […] | […] | […] | […]
|  | Discounted payback period | years | 8.2928 | [36 empty] | Discounted payback period | […] | […] | […] | […] | […] | […] | […] | […] | […] | years | lata | […] | […] | […] | […] | […] | […] | […] | […]
| Return on national capital | [39 empty] | Return on national capital | […] | […] | […] | […] | […] | […] | […] | […] | […]
|  | Total inflows | EUR | 316361.5026 | 0 | 6974.2607 | 10879.8468 | 10879.8468 | 10879.8468 | 10879.8468 | 10879.8468 | 10879.8468 | 10879.8468 | 10879.8468 | 10879.8468 | 10879.8468 | 10879.8468 | 10879.8468 | 10879.8468 | 10879.8468 | 10879.8468 | 10879.8468 | 10879.8468 | 124429.8468 | 0 | 0 | 0 | 0 | 0 | 0 | 0 | 0 | 0 | 0 | 0 | 0 | 0 | 0 | 0 | 0 | Total inflows | […] | […] | […] | […] | […] | […] | […] | […] | […]
|  | Total revenues | EUR | 202811.5026 | 0 | 6974.2607 | 10879.8468 | 10879.8468 | 10879.8468 | 10879.8468 | 10879.8468 | 10879.8468 | 10879.8468 | 10879.8468 | 10879.8468 | 10879.8468 | 10879.8468 | 10879.8468 | 10879.8468 | 10879.8468 | 10879.8468 | 10879.8468 | 10879.8468 | 10879.8468 | 0 | 0 | 0 | 0 | 0 | 0 | 0 | 0 | 0 | 0 | 0 | 0 | 0 | 0 | 0 | 0 | Total revenues | […] | […] | […] | […] | […] | […] | […] | […] | […]
|  | Residual value | EUR | 113550 | 0 | 0 | 0 | 0 | 0 | 0 | 0 | 0 | 0 | 0 | 0 | 0 | 0 | 0 | 0 | 0 | 0 | 0 | 0 | 113550 | 0 | 0 | 0 | 0 | 0 | 0 | 0 | 0 | 0 | 0 | 0 | 0 | 0 | 0 | 0 | 0 | Residual value | […] | […] | […] | […] | […] | […] | […] | […] | […]
|  | Total outflows | EUR | 319795.3731 | -21000 | -165379.1909 | 28120.8091 | 28120.8091 | 28120.8091 | 28120.8091 | 28120.8091 | 28120.8091 | 28120.8091 | 28120.8091 | 28120.8091 | 28120.8091 | 28120.8091 | 28120.8091 | 28120.8091 | 28120.8091 | 28120.8091 | 28120.8091 | 28120.8091 | 28120.8091 | 0 | 0 | 0 | 0 | 0 | 0 | 0 | 0 | 0 | 0 | 0 | 0 | 0 | 0 | 0 | 0 | Total outflows | […] | […] | […] | […] | […] | […] | […] | […] | […]
|  | Public contribution | EUR | 0 | 0 | 0 | 0 | 0 | 0 | 0 | 0 | 0 | 0 | 0 | 0 | 0 | 0 | 0 | 0 | 0 | 0 | 0 | 0 | 0 | 0 | 0 | 0 | 0 | 0 | 0 | 0 | 0 | 0 | 0 | 0 | 0 | 0 | 0 | 0 | 0 | Public contribution | […] | […] | […] | […] | […] | […] | […] | […] | […]
|  | Private contribution | EUR | -210000 | -21000 | -189000 | 0 | 0 | 0 | 0 | 0 | 0 | 0 | 0 | 0 | 0 | 0 | 0 | 0 | 0 | 0 | 0 | 0 | 0 | 0 | 0 | 0 | 0 | 0 | 0 | 0 | 0 | 0 | 0 | 0 | 0 | 0 | 0 | 0 | 0 | Private contribution | […] | […] | […] | […] | […] | […] | […] | […] | […]
|  | Loan repayment | EUR | 0 | 0 | 0 | 0 | 0 | 0 | 0 | 0 | 0 | 0 | 0 | 0 | 0 | 0 | 0 | 0 | 0 | 0 | 0 | 0 | 0 | 0 | 0 | 0 | 0 | 0 | 0 | 0 | 0 | 0 | 0 | 0 | 0 | 0 | 0 | 0 | 0 | Loan repayment | […] | […] | […] | […] | […] | […] | […] | […] | […]
|  | Total operating costs | EUR | 529795.3731 | 0 | 23620.8091 | 28120.8091 | 28120.8091 | 28120.8091 | 28120.8091 | 28120.8091 | 28120.8091 | 28120.8091 | 28120.8091 | 28120.8091 | 28120.8091 | 28120.8091 | 28120.8091 | 28120.8091 | 28120.8091 | 28120.8091 | 28120.8091 | 28120.8091 | 28120.8091 | 0 | 0 | 0 | 0 | 0 | 0 | 0 | 0 | 0 | 0 | 0 | 0 | 0 | 0 | 0 | 0 | Total operating costs | […] | […] | […] | […] | […] | […] | […] | […] | […]
|  | ESCO remuneration | EUR | 0 | 0 | 0 | 0 | 0 | 0 | 0 | 0 | 0 | 0 | 0 | 0 | 0 | 0 | 0 | 0 | 0 | 0 | 0 | 0 | 0 | 0 | 0 | 0 | 0 | 0 | 0 | 0 | 0 | 0 | 0 | 0 | 0 | 0 | 0 | 0 | 0 | ESCO remuneration | […] | […] | […] | […] | […] | […] | […] | […] | […]
|  | Replacement costs | EUR | 0 | 0 | 0 | 0 | 0 | 0 | 0 | 0 | 0 | 0 | 0 | 0 | 0 | 0 | 0 | 0 | 0 | 0 | 0 | 0 | 0 | 0 | 0 | 0 | 0 | 0 | 0 | 0 | 0 | 0 | 0 | 0 | 0 | 0 | 0 | 0 | 0 | Replacement costs | […] | […] | […] | […] | […] | […] | […] | […] | […]
|  | Net cash flow | EUR | 636156.8757 | -21000 | -158404.9301 | 39000.6559 | 39000.6559 | 39000.6559 | 39000.6559 | 39000.6559 | 39000.6559 | 39000.6559 | 39000.6559 | 39000.6559 | 39000.6559 | 39000.6559 | 39000.6559 | 39000.6559 | 39000.6559 | 39000.6559 | 39000.6559 | 39000.6559 | 152550.6559 | 0 | 0 | 0 | 0 | 0 | 0 | 0 | 0 | 0 | 0 | 0 | 0 | 0 | 0 | 0 | 0 | Net cash flow | […] | […] | […] | […] | […] | […] | […] | […] | […]
|  | Cumulative net cash flow | EUR |  | -21000 | -179404.9301 | -140404.2743 | -101403.6184 | -62402.9625 | -23402.3066 | 15598.3493 | 54599.0051 | 93599.661 | 132600.3169 | 171600.9728 | 210601.6287 | 249602.2845 | 288602.9404 | 327603.5963 | 366604.2522 | 405604.9081 | 444605.5639 | 483606.2198 | 636156.8757 | 636156.8757 | 636156.8757 | 636156.8757 | 636156.8757 | 636156.8757 | 636156.8757 | 636156.8757 | 636156.8757 | 636156.8757 | 636156.8757 | 636156.8757 | 636156.8757 | 636156.8757 | 636156.8757 | 636156.8757 | 636156.8757 | Cumulative net cash flow | […] | […] | […] | […] | […] | […] | […] | […] | […]
|  | Discounted net cash flow | EUR | 341648.8794 | -20192.3077 | -146454.2623 | 34671.4411 | 33337.9241 | 32055.6962 | 30822.7849 | 29637.2931 | 28497.3972 | 27401.3435 | 26347.4457 | 25334.0824 | 24359.6946 | 23422.7833 | 22521.907 | 21655.6798 | 20822.769 | 20021.8933 | 19251.8205 | 18511.3658 | 69622.128 | 0 | 0 | 0 | 0 | 0 | 0 | 0 | 0 | 0 | 0 | 0 | 0 | 0 | 0 | 0 | 0 | Discounted net cash flow | […] | […] | […] | […] | […] | […] | […] | […] | […]
|  | Cumulative discounted net cash flow | EUR |  | -20192.3077 | -166646.57 | -131975.129 | -98637.2049 | -66581.5086 | -35758.7238 | -6121.4306 | 22375.9666 | 49777.3101 | 76124.7558 | 101458.8382 | 125818.5328 | 149241.316 | 171763.223 | 193418.9028 | 214241.6718 | 234263.5651 | 253515.3856 | 272026.7515 | 341648.8794 | 341648.8794 | 341648.8794 | 341648.8794 | 341648.8794 | 341648.8794 | 341648.8794 | 341648.8794 | 341648.8794 | 341648.8794 | 341648.8794 | 341648.8794 | 341648.8794 | 341648.8794 | 341648.8794 | 341648.8794 | 341648.8794 | Cumulative discounted net cash flow | […] | […] | […] | […] | […] | […] | […] | […] | […]
|  | Profitability measures | [38 empty] | Profitability measures | […] | […] | […] | […] | […] | […] | […] | […] | […]
|  | FNPV(K) | EUR | 341648.8794 | [36 empty] | FNPV(K) | […] | […] | […] | […] | […] | […] | […] | […] | […]
|  | FRR(K) | % | 20.95% | [36 empty] | FRR(K) | […] | […] | […] | […] | […] | […] | […] | […] | […] | % | % | […] | […] | […] | […] | […] | […] | […] | […]
Financial sustainability | [40 empty] | Financial sustainability | […] | […] | […] | […] | […] | […] | […] | […] | […]
| Financial sustainability | [39 empty] | Financial sustainability | […] | […] | […] | […] | […] | […] | […] | […] | […]
|  | Total inflows | EUR | 502811.5026 | 30000 | 276974.2607 | 10879.8468 | 10879.8468 | 10879.8468 | 10879.8468 | 10879.8468 | 10879.8468 | 10879.8468 | 10879.8468 | 10879.8468 | 10879.8468 | 10879.8468 | 10879.8468 | 10879.8468 | 10879.8468 | 10879.8468 | 10879.8468 | 10879.8468 | 10879.8468 | 0 | 0 | 0 | 0 | 0 | 0 | 0 | 0 | 0 | 0 | 0 | 0 | 0 | 0 | 0 | 0 | Total inflows | […] | […] | […] | […] | […] | […] | […] | […] | […]
|  | Sources of financing | EUR | 300000 | 30000 | 270000 | 0 | 0 | 0 | 0 | 0 | 0 | 0 | 0 | 0 | 0 | 0 | 0 | 0 | 0 | 0 | 0 | 0 | 0 | 0 | 0 | 0 | 0 | 0 | 0 | 0 | 0 | 0 | 0 | 0 | 0 | 0 | 0 | 0 | 0 | Sources of financing | […] | […] | […] | […] | […] | […] | […] | […] | […]
|  | Public | EUR | 90000 | 9000 | 81000 | 0 | 0 | 0 | 0 | 0 | 0 | 0 | 0 | 0 | 0 | 0 | 0 | 0 | 0 | 0 | 0 | 0 | 0 | 0 | 0 | 0 | 0 | 0 | 0 | 0 | 0 | 0 | 0 | 0 | 0 | 0 | 0 | 0 | 0 | Public | […] | […] | […] | […] | […] | […] | […] | […] | […]
|  | Private | EUR | 210000 | 21000 | 189000 | 0 | 0 | 0 | 0 | 0 | 0 | 0 | 0 | 0 | 0 | 0 | 0 | 0 | 0 | 0 | 0 | 0 | 0 | 0 | 0 | 0 | 0 | 0 | 0 | 0 | 0 | 0 | 0 | 0 | 0 | 0 | 0 | 0 | 0 | Private | […] | […] | […] | […] | […] | […] | […] | […] | […]
|  | Total revenues | EUR | 202811.5026 | 0 | 6974.2607 | 10879.8468 | 10879.8468 | 10879.8468 | 10879.8468 | 10879.8468 | 10879.8468 | 10879.8468 | 10879.8468 | 10879.8468 | 10879.8468 | 10879.8468 | 10879.8468 | 10879.8468 | 10879.8468 | 10879.8468 | 10879.8468 | 10879.8468 | 10879.8468 | 0 | 0 | 0 | 0 | 0 | 0 | 0 | 0 | 0 | 0 | 0 | 0 | 0 | 0 | 0 | 0 | Total revenues | […] | […] | […] | […] | […] | […] | […] | […] | […]
|  | Total outflows | EUR | 4828.9002 | -30000 | -246379.1909 | 5624.1618 | 5624.1618 | 5624.1618 | 5624.1618 | 5624.1618 | 5624.1618 | 5624.1618 | 5624.1618 | 5624.1618 | 5624.1618 | 28120.8091 | 28120.8091 | 28120.8091 | 28120.8091 | 28120.8091 | 28120.8091 | 28120.8091 | 28120.8091 | 0 | 0 | 0 | 0 | 0 | 0 | 0 | 0 | 0 | 0 | 0 | 0 | 0 | 0 | 0 | 0 | Total outflows | […] | […] | […] | […] | […] | […] | […] | […] | […]
|  | Initial investment | EUR | -300000 | -30000 | -270000 | 0 | 0 | 0 | 0 | 0 | 0 | 0 | 0 | 0 | 0 | 0 | 0 | 0 | 0 | 0 | 0 | 0 | 0 | 0 | 0 | 0 | 0 | 0 | 0 | 0 | 0 | 0 | 0 | 0 | 0 | 0 | 0 | 0 | 0 | Initial investment | […] | […] | […] | […] | […] | […] | […] | […] | […]
|  | Replacement costs | EUR | 0 | 0 | 0 | 0 | 0 | 0 | 0 | 0 | 0 | 0 | 0 | 0 | 0 | 0 | 0 | 0 | 0 | 0 | 0 | 0 | 0 | 0 | 0 | 0 | 0 | 0 | 0 | 0 | 0 | 0 | 0 | 0 | 0 | 0 | 0 | 0 | 0 | Replacement costs | […] | […] | […] | […] | […] | […] | […] | […] | […]
|  | Loan repayment | EUR | 0 | 0 | 0 | 0 | 0 | 0 | 0 | 0 | 0 | 0 | 0 | 0 | 0 | 0 | 0 | 0 | 0 | 0 | 0 | 0 | 0 | 0 | 0 | 0 | 0 | 0 | 0 | 0 | 0 | 0 | 0 | 0 | 0 | 0 | 0 | 0 | 0 | Loan repayment | […] | […] | […] | […] | […] | […] | […] | […] | […]
|  | Total operating costs | EUR | 529795.3731 | 0 | 23620.8091 | 28120.8091 | 28120.8091 | 28120.8091 | 28120.8091 | 28120.8091 | 28120.8091 | 28120.8091 | 28120.8091 | 28120.8091 | 28120.8091 | 28120.8091 | 28120.8091 | 28120.8091 | 28120.8091 | 28120.8091 | 28120.8091 | 28120.8091 | 28120.8091 | 0 | 0 | 0 | 0 | 0 | 0 | 0 | 0 | 0 | 0 | 0 | 0 | 0 | 0 | 0 | 0 | Total operating costs | […] | […] | […] | […] | […] | […] | […] | […] | […]
|  | ESCO remuneration | EUR | -224966.4729 | 0 | 0 | -22496.6473 | -22496.6473 | -22496.6473 | -22496.6473 | -22496.6473 | -22496.6473 | -22496.6473 | -22496.6473 | -22496.6473 | -22496.6473 | 0 | 0 | 0 | 0 | 0 | 0 | 0 | 0 | 0 | 0 | 0 | 0 | 0 | 0 | 0 | 0 | 0 | 0 | 0 | 0 | 0 | 0 | 0 | 0 | ESCO remuneration | […] | […] | […] | […] | […] | […] | […] | […] | […]
|  | Taxes | EUR | 0 | 0 | 0 | 0 | 0 | 0 | 0 | 0 | 0 | 0 | 0 | 0 | 0 | 0 | 0 | 0 | 0 | 0 | 0 | 0 | 0 | 0 | 0 | 0 | 0 | 0 | 0 | 0 | 0 | 0 | 0 | 0 | 0 | 0 | 0 | 0 | 0 | Taxes | […] | […] | […] | […] | […] | […] | […] | […] | […]
|  | Net cash flow | EUR | 507640.4028 | 0 | 30595.0699 | 16504.0086 | 16504.0086 | 16504.0086 | 16504.0086 | 16504.0086 | 16504.0086 | 16504.0086 | 16504.0086 | 16504.0086 | 16504.0086 | 39000.6559 | 39000.6559 | 39000.6559 | 39000.6559 | 39000.6559 | 39000.6559 | 39000.6559 | 39000.6559 | 0 | 0 | 0 | 0 | 0 | 0 | 0 | 0 | 0 | 0 | 0 | 0 | 0 | 0 | 0 | 0 | Net cash flow | […] | […] | […] | […] | […] | […] | […] | […] | […]
|  | Cumulative net cash flow | EUR |  | 0 | 30595.0699 | 47099.0785 | 63603.087 | 80107.0956 | 96611.1042 | 113115.1128 | 129619.1214 | 146123.13 | 162627.1386 | 179131.1472 | 195635.1558 | 234635.8116 | 273636.4675 | 312637.1234 | 351637.7793 | 390638.4352 | 429639.091 | 468639.7469 | 507640.4028 | 507640.4028 | 507640.4028 | 507640.4028 | 507640.4028 | 507640.4028 | 507640.4028 | 507640.4028 | 507640.4028 | 507640.4028 | 507640.4028 | 507640.4028 | 507640.4028 | 507640.4028 | 507640.4028 | 507640.4028 | 507640.4028 | Cumulative net cash flow | […] | […] | […] | […] | […] | […] | […] | […] | […]

## Economic_analysis
ECONOMIC ANALYSIS |  |  | Unit |  | 2025 | 2026 | 2027 | 2028 | 2029 | 2030 | 2031 | 2032 | 2033 | 2034 | 2035 | 2036 | 2037 | 2038 | 2039 | 2040 | 2041 | 2042 | 2043 | 2044
Name of the project beneficiary: Company ABC |  |  |  |  | Construction | Construction | Operation | Operation | Operation | Operation | Operation | Operation | Operation | Operation | Operation | Operation | Operation | Operation | Operation | Operation | Operation | Operation | Operation | Operation
Name of the investment project: Project XYZ | [40 empty] | Language | [9 empty] | Units
[41 empty] | English | Polish | […] | […] | […] | […] | […] | […] | […] | […] | English | Polish | […] | […] | […] | […] | […] | […] | […] | […]
Economic profitability | [40 empty] | Economic profitability | […] | […] | […] | […] | […] | […] | […] | […] | […]
| Economic rate of return | [39 empty] | Economic rate of return | […] | […] | […] | […] | […] | […] | […] | […] | […]
|  | Adjusted project expenditures and revenues | EUR | 543511.1808 | -24169.5785 | -189648.5746 | 35765.5185 | 35765.5185 | 35765.5185 | 35765.5185 | 35765.5185 | 35765.5185 | 35765.5185 | 35765.5185 | 35765.5185 | 35765.5185 | 35765.5185 | 35765.5185 | 35765.5185 | 35765.5185 | 35765.5185 | 35765.5185 | 35765.5185 | 149315.5185 | 0 | 0 | 0 | 0 | 0 | 0 | 0 | 0 | 0 | 0 | 0 | 0 | 0 | 0 | 0 | 0 | Adjusted project expenditures and revenues | […] | […] | […] | […] | […] | […] | […] | […] | […]
|  | Total revenues | EUR | 202811.5026 | 0 | 6974.2607 | 10879.8468 | 10879.8468 | 10879.8468 | 10879.8468 | 10879.8468 | 10879.8468 | 10879.8468 | 10879.8468 | 10879.8468 | 10879.8468 | 10879.8468 | 10879.8468 | 10879.8468 | 10879.8468 | 10879.8468 | 10879.8468 | 10879.8468 | 10879.8468 | 0 | 0 | 0 | 0 | 0 | 0 | 0 | 0 | 0 | 0 | 0 | 0 | 0 | 0 | 0 | 0 | Total revenues | […] | […] | […] | […] | […] | […] | […] | […] | […]
|  | Residual value | EUR | 113550 | 0 | 0 | 0 | 0 | 0 | 0 | 0 | 0 | 0 | 0 | 0 | 0 | 0 | 0 | 0 | 0 | 0 | 0 | 0 | 113550 | 0 | 0 | 0 | 0 | 0 | 0 | 0 | 0 | 0 | 0 | 0 | 0 | 0 | 0 | 0 | 0 | Residual value | […] | […] | […] | […] | […] | […] | […] | […] | […]
|  | Total operating costs | EUR | 468845.4629 | 0 | 20903.3709 | 24885.6718 | 24885.6718 | 24885.6718 | 24885.6718 | 24885.6718 | 24885.6718 | 24885.6718 | 24885.6718 | 24885.6718 | 24885.6718 | 24885.6718 | 24885.6718 | 24885.6718 | 24885.6718 | 24885.6718 | 24885.6718 | 24885.6718 | 24885.6718 | 0 | 0 | 0 | 0 | 0 | 0 | 0 | 0 | 0 | 0 | 0 | 0 | 0 | 0 | 0 | 0 | Total operating costs | […] | […] | […] | […] | […] | […] | […] | […] | […]
|  | ESCO remuneration | EUR | 0 | 0 | 0 | 0 | 0 | 0 | 0 | 0 | 0 | 0 | 0 | 0 | 0 | 0 | 0 | 0 | 0 | 0 | 0 | 0 | 0 | 0 | 0 | 0 | 0 | 0 | 0 | 0 | 0 | 0 | 0 | 0 | 0 | 0 | 0 | 0 | 0 | ESCO remuneration | […] | […] | […] | […] | […] | […] | […] | […] | […]
|  | Initial investment | EUR | -241695.7847 | -24169.5785 | -217526.2062 | 0 | 0 | 0 | 0 | 0 | 0 | 0 | 0 | 0 | 0 | 0 | 0 | 0 | 0 | 0 | 0 | 0 | 0 | 0 | 0 | 0 | 0 | 0 | 0 | 0 | 0 | 0 | 0 | 0 | 0 | 0 | 0 | 0 | 0 | Initial investment | […] | […] | […] | […] | […] | […] | […] | […] | […]
|  | Replacement costs | EUR | 0 | 0 | 0 | 0 | 0 | 0 | 0 | 0 | 0 | 0 | 0 | 0 | 0 | 0 | 0 | 0 | 0 | 0 | 0 | 0 | 0 | 0 | 0 | 0 | 0 | 0 | 0 | 0 | 0 | 0 | 0 | 0 | 0 | 0 | 0 | 0 | 0 | Replacement costs | […] | […] | […] | […] | […] | […] | […] | […] | […]
|  | Undiscounted socio-economic benefits | EUR | 829213.9623 | 0 | 14322.9 | 29613.3673 | 30904.5173 | 32195.6673 | 33486.8173 | 35613.4173 | 37740.0173 | 39866.6173 | 41993.2173 | 44119.8173 | 46170.4673 | 48221.1173 | 50271.7673 | 52322.4173 | 54373.0673 | 56423.7173 | 58474.3673 | 60525.0173 | 62575.6673 | 0 | 0 | 0 | 0 | 0 | 0 | 0 | 0 | 0 | 0 | 0 | 0 | 0 | 0 | 0 | 0 | Undiscounted socio-economic benefits | […] | […] | […] | […] | […] | […] | […] | […] | […]
|  | Avoided emissions of CO2 | EUR | 567726.25 | 0 | 13822.9 | 15114.05 | 16405.2 | 17696.35 | 18987.5 | 21114.1 | 23240.7 | 25367.3 | 27493.9 | 29620.5 | 31671.15 | 33721.8 | 35772.45 | 37823.1 | 39873.75 | 41924.4 | 43975.05 | 46025.7 | 48076.35 | 0 | 0 | 0 | 0 | 0 | 0 | 0 | 0 | 0 | 0 | 0 | 0 | 0 | 0 | 0 | 0 | Avoided emissions of CO2 | […] | […] | […] | […] | […] | […] | […] | […] | […]
|  | PM2.5 | EUR | 0 | 0 | 0 | 0 | 0 | 0 | 0 | 0 | 0 | 0 | 0 | 0 | 0 | 0 | 0 | 0 | 0 | 0 | 0 | 0 | 0 | 0 | 0 | 0 | 0 | 0 | 0 | 0 | 0 | 0 | 0 | 0 | 0 | 0 | 0 | 0 | 0 | PM2.5 | […] | […] | […] | […] | […] | […] | […] | […] | […]
|  | PM10 | EUR | 0 | 0 | 0 | 0 | 0 | 0 | 0 | 0 | 0 | 0 | 0 | 0 | 0 | 0 | 0 | 0 | 0 | 0 | 0 | 0 | 0 | 0 | 0 | 0 | 0 | 0 | 0 | 0 | 0 | 0 | 0 | 0 | 0 | 0 | 0 | 0 | 0 | PM10 | […] | […] | […] | […] | […] | […] | […] | […] | […]
|  | NOx | EUR | 0 | 0 | 0 | 0 | 0 | 0 | 0 | 0 | 0 | 0 | 0 | 0 | 0 | 0 | 0 | 0 | 0 | 0 | 0 | 0 | 0 | 0 | 0 | 0 | 0 | 0 | 0 | 0 | 0 | 0 | 0 | 0 | 0 | 0 | 0 | 0 | 0 | NOx | […] | […] | […] | […] | […] | […] | […] | […] | […]
|  | SOx | EUR | 0 | 0 | 0 | 0 | 0 | 0 | 0 | 0 | 0 | 0 | 0 | 0 | 0 | 0 | 0 | 0 | 0 | 0 | 0 | 0 | 0 | 0 | 0 | 0 | 0 | 0 | 0 | 0 | 0 | 0 | 0 | 0 | 0 | 0 | 0 | 0 | 0 | SOx | […] | […] | […] | […] | […] | […] | […] | […] | […]
|  | Enhanced security of energy supply | EUR | 14540 | 0 | 500 | 780 | 780 | 780 | 780 | 780 | 780 | 780 | 780 | 780 | 780 | 780 | 780 | 780 | 780 | 780 | 780 | 780 | 780 | 0 | 0 | 0 | 0 | 0 | 0 | 0 | 0 | 0 | 0 | 0 | 0 | 0 | 0 | 0 | 0 | Enhanced security of energy supply | […] | […] | […] | […] | […] | […] | […] | […] | […]
|  | Extension of the economic life of the building (elements) | EUR | 246947.7123 | 0 | 0 | 13719.3173 | 13719.3173 | 13719.3173 | 13719.3173 | 13719.3173 | 13719.3173 | 13719.3173 | 13719.3173 | 13719.3173 | 13719.3173 | 13719.3173 | 13719.3173 | 13719.3173 | 13719.3173 | 13719.3173 | 13719.3173 | 13719.3173 | 13719.3173 | 0 | 0 | 0 | 0 | 0 | 0 | 0 | 0 | 0 | 0 | 0 | 0 | 0 | 0 | 0 | 0 | Extension of the economic life of the building (elements) | […] | […] | […] | […] | […] | […] | […] | […] | […]
|  | Improved thermal comfort | EUR | 0 | 0 | 0 | 0 | 0 | 0 | 0 | 0 | 0 | 0 | 0 | 0 | 0 | 0 | 0 | 0 | 0 | 0 | 0 | 0 | 0 | 0 | 0 | 0 | 0 | 0 | 0 | 0 | 0 | 0 | 0 | 0 | 0 | 0 | 0 | 0 | 0 | Improved thermal comfort | […] | […] | […] | […] | […] | […] | […] | […] | […]
|  | Increase in property values | EUR | 0 | 0 | 0 | 0 | 0 | 0 | 0 | 0 | 0 | 0 | 0 | 0 | 0 | 0 | 0 | 0 | 0 | 0 | 0 | 0 | 0 | 0 | 0 | 0 | 0 | 0 | 0 | 0 | 0 | 0 | 0 | 0 | 0 | 0 | 0 | 0 | 0 | Increase in property values | […] | […] | […] | […] | […] | […] | […] | […] | […]
|  | Total undiscounted socio-economic benefits | EUR | 1614420.9278 | 0 | 42200.5316 | 65378.8859 | 66670.0359 | 67961.1859 | 69252.3359 | 71378.9359 | 73505.5359 | 75632.1359 | 77758.7359 | 79885.3359 | 81935.9859 | 83986.6359 | 86037.2859 | 88087.9359 | 90138.5859 | 92189.2359 | 94239.8859 | 96290.5359 | 211891.1859 | 0 | 0 | 0 | 0 | 0 | 0 | 0 | 0 | 0 | 0 | 0 | 0 | 0 | 0 | 0 | 0 | Total undiscounted socio-economic benefits | […] | […] | […] | […] | […] | […] | […] | […] | […]
|  | Total undiscounted socio-economic costs | EUR | -241695.7847 | -24169.5785 | -217526.2062 | 0 | 0 | 0 | 0 | 0 | 0 | 0 | 0 | 0 | 0 | 0 | 0 | 0 | 0 | 0 | 0 | 0 | 0 | 0 | 0 | 0 | 0 | 0 | 0 | 0 | 0 | 0 | 0 | 0 | 0 | 0 | 0 | 0 | 0 | Total undiscounted socio-economic costs | […] | […] | […] | […] | […] | […] | […] | […] | […]
|  | Net cash flow | EUR | 1372725.1431 | -24169.5785 | -175325.6746 | 65378.8859 | 66670.0359 | 67961.1859 | 69252.3359 | 71378.9359 | 73505.5359 | 75632.1359 | 77758.7359 | 79885.3359 | 81935.9859 | 83986.6359 | 86037.2859 | 88087.9359 | 90138.5859 | 92189.2359 | 94239.8859 | 96290.5359 | 211891.1859 | 0 | 0 | 0 | 0 | 0 | 0 | 0 | 0 | 0 | 0 | 0 | 0 | 0 | 0 | 0 | 0 | Net cash flow | […] | […] | […] | […] | […] | […] | […] | […] | […]
|  | Cumulative net cash flow | EUR |  | -24169.5785 | -199495.2531 | -134116.3672 | -67446.3313 | 514.8546 | 69767.1905 | 141146.1264 | 214651.6623 | 290283.7982 | 368042.5341 | 447927.87 | 529863.8559 | 613850.4918 | 699887.7777 | 787975.7136 | 878114.2995 | 970303.5354 | 1064543.4213 | 1160833.9572 | 1372725.1431 | 1372725.1431 | 1372725.1431 | 1372725.1431 | 1372725.1431 | 1372725.1431 | 1372725.1431 | 1372725.1431 | 1372725.1431 | 1372725.1431 | 1372725.1431 | 1372725.1431 | 1372725.1431 | 1372725.1431 | 1372725.1431 | 1372725.1431 | 1372725.1431 | Cumulative net cash flow | […] | […] | […] | […] | […] | […] | […] | […] | […]
|  | Discounted net cash flow | EUR | 904176.838 | -23465.6102 | -165261.2636 | 59830.9421 | 59235.4634 | 58623.916 | 57997.7411 | 58037.6069 | 58025.9488 | 57965.7345 | 57859.8022 | 57710.8663 | 57468.252 | 57190.8123 | 56880.7817 | 56540.2941 | 56171.3867 | 55776.0038 | 55356.0008 | 54913.1471 | 117319.0122 | 0 | 0 | 0 | 0 | 0 | 0 | 0 | 0 | 0 | 0 | 0 | 0 | 0 | 0 | 0 | 0 | Discounted net cash flow | […] | […] | […] | […] | […] | […] | […] | […] | […]
|  | Cumulative discounted net cash flow | EUR |  | -23465.6102 | -188726.8738 | -128895.9317 | -69660.4683 | -11036.5523 | 46961.1887 | 104998.7956 | 163024.7444 | 220990.4788 | 278850.2811 | 336561.1474 | 394029.3994 | 451220.2116 | 508100.9933 | 564641.2874 | 620812.674 | 676588.6779 | 731944.6787 | 786857.8258 | 904176.838 | 904176.838 | 904176.838 | 904176.838 | 904176.838 | 904176.838 | 904176.838 | 904176.838 | 904176.838 | 904176.838 | 904176.838 | 904176.838 | 904176.838 | 904176.838 | 904176.838 | 904176.838 | 904176.838 | Cumulative discounted net cash flow | […] | […] | […] | […] | […] | […] | […] | […] | […]
|  | Profitability measures | [38 empty] | Profitability measures | […] | […] | […] | […] | […] | […] | […] | […] | […]
|  | ENPV | EUR | 904176.838 | [36 empty] | ENPV | […] | […] | […] | […] | […] | […] | […] | […] | […]
|  | ERR | % | 33.65% | [36 empty] | ERR | […] | […] | […] | […] | […] | […] | […] | […] | […] | % | % | […] | […] | […] | […] | […] | […] | […] | […]
|  | B/C ratio | years | 4.5233 | [36 empty] | B/C ratio | […] | […] | […] | […] | […] | […] | […] | […] | […] | years | lata | […] | […] | […] | […] | […] | […] | […] | […]

## Sensitivity_analysis
SENSITIVITY ANALYSIS |  |  |  | Unit |  | 2025 | 2026 | 2027 | 2028 | 2029 | 2030 | 2031 | 2032 | 2033 | 2034 | 2035 | 2036 | 2037 | 2038 | 2039 | 2040 | 2041 | 2042 | 2043 | 2044
Name of the project beneficiary: Company ABC | [5 empty] | Construction | Construction | Operation | Operation | Operation | Operation | Operation | Operation | Operation | Operation | Operation | Operation | Operation | Operation | Operation | Operation | Operation | Operation | Operation | Operation
Name of the investment project: Project XYZ | [41 empty] | Language | [9 empty] | Units
[42 empty] | English | Polish | […] | […] | […] | […] | […] | […] | […] | […] | English | Polish | […] | […] | […] | […] | […] | […] | […] | […]
Financial profitability - Return on investment | [41 empty] | Financial profitability - Return on investment | […] | […] | […] | […] | […] | […] | […] | […] | […]
| Capital expenditures sensitivity | [40 empty] | Capital expenditures sensitivity | […] | […] | […] | […] | […] | […] | […] | […] | […]
|  | Capital expenditures sensitivity - decrease | [39 empty] | Capital expenditures sensitivity - decrease | […] | […] | […] | […] | […] | […] | […] | […] | […]
|  |  | Capital expenditures change | % | -1% | [36 empty] | Capital expenditures change | […] | […] | […] | […] | […] | […] | […] | […] | […] | % | % | […] | […] | […] | […] | […] | […] | […] | […]
|  |  | Net cash flow - base case | EUR | 546156.8757 | -30000 | -239404.9301 | 39000.6559 | 39000.6559 | 39000.6559 | 39000.6559 | 39000.6559 | 39000.6559 | 39000.6559 | 39000.6559 | 39000.6559 | 39000.6559 | 39000.6559 | 39000.6559 | 39000.6559 | 39000.6559 | 39000.6559 | 39000.6559 | 39000.6559 | 152550.6559 | 0 | 0 | 0 | 0 | 0 | 0 | 0 | 0 | 0 | 0 | 0 | 0 | 0 | 0 | 0 | 0 | Net cash flow - base case | […] | […] | […] | […] | […] | […] | […] | […] | […]
|  |  | Change in cash flows | EUR | 3000 | 300 | 2700 | 0 | 0 | 0 | 0 | 0 | 0 | 0 | 0 | 0 | 0 | 0 | 0 | 0 | 0 | 0 | 0 | 0 | 0 | 0 | 0 | 0 | 0 | 0 | 0 | 0 | 0 | 0 | 0 | 0 | 0 | 0 | 0 | 0 | 0 | Change in cash flows | […] | […] | […] | […] | […] | […] | […] | […] | […]
|  |  | Net cash flow | EUR | 549156.8757 | -29700 | -236704.9301 | 39000.6559 | 39000.6559 | 39000.6559 | 39000.6559 | 39000.6559 | 39000.6559 | 39000.6559 | 39000.6559 | 39000.6559 | 39000.6559 | 39000.6559 | 39000.6559 | 39000.6559 | 39000.6559 | 39000.6559 | 39000.6559 | 39000.6559 | 152550.6559 | 0 | 0 | 0 | 0 | 0 | 0 | 0 | 0 | 0 | 0 | 0 | 0 | 0 | 0 | 0 | 0 | Net cash flow | […] | […] | […] | […] | […] | […] | […] | […] | […]
|  |  | Cumulative net cash flow | EUR |  | -29700 | -266404.9301 | -227404.2743 | -188403.6184 | -149402.9625 | -110402.3066 | -71401.6507 | -32400.9949 | 6599.661 | 45600.3169 | 84600.9728 | 123601.6287 | 162602.2845 | 201602.9404 | 240603.5963 | 279604.2522 | 318604.9081 | 357605.5639 | 396606.2198 | 549156.8757 | 549156.8757 | 549156.8757 | 549156.8757 | 549156.8757 | 549156.8757 | 549156.8757 | 549156.8757 | 549156.8757 | 549156.8757 | 549156.8757 | 549156.8757 | 549156.8757 | 549156.8757 | 549156.8757 | 549156.8757 | 549156.8757 | Cumulative net cash flow | […] | […] | […] | […] | […] | […] | […] | […] | […]
|  |  | Discounted net cash flow | EUR | 260890.7433 | -28557.6923 | -218847.0138 | 34671.4411 | 33337.9241 | 32055.6962 | 30822.7849 | 29637.2931 | 28497.3972 | 27401.3435 | 26347.4457 | 25334.0824 | 24359.6946 | 23422.7833 | 22521.907 | 21655.6798 | 20822.769 | 20021.8933 | 19251.8205 | 18511.3658 | 69622.128 | 0 | 0 | 0 | 0 | 0 | 0 | 0 | 0 | 0 | 0 | 0 | 0 | 0 | 0 | 0 | 0 | Discounted net cash flow | […] | […] | […] | […] | […] | […] | […] | […] | […]
|  |  | Cumulative discounted net cash flow | EUR |  | -28557.6923 | -247404.7061 | -212733.2651 | -179395.341 | -147339.6447 | -116516.8599 | -86879.5667 | -58382.1695 | -30980.826 | -4633.3803 | 20700.7021 | 45060.3967 | 68483.1799 | 91005.0869 | 112660.7667 | 133483.5357 | 153505.429 | 172757.2495 | 191268.6154 | 260890.7433 | 260890.7433 | 260890.7433 | 260890.7433 | 260890.7433 | 260890.7433 | 260890.7433 | 260890.7433 | 260890.7433 | 260890.7433 | 260890.7433 | 260890.7433 | 260890.7433 | 260890.7433 | 260890.7433 | 260890.7433 | 260890.7433 | Cumulative discounted net cash flow | […] | […] | […] | […] | […] | […] | […] | […] | […]
|  |  | Profitability measures | [38 empty] | Profitability measures | […] | […] | […] | […] | […] | […] | […] | […] | […]
|  |  | FNPV(C) | EUR | 260890.7433 | [36 empty] | FNPV(C) | […] | […] | […] | […] | […] | […] | […] | […] | […]
|  |  | FRR(C) | % | 13.53% | [36 empty] | FRR(C) | […] | […] | […] | […] | […] | […] | […] | […] | […] | % | % | […] | […] | […] | […] | […] | […] | […] | […]
|  |  | FNPV(C) change | % | 1.079% | [36 empty] | FNPV(C) change | […] | […] | […] | […] | […] | […] | […] | […] | […] | % | % | […] | […] | […] | […] | […] | […] | […] | […]
|  |  | FRR(C) change | p.p. | 0.1814% | [36 empty] | FRR(C) change | […] | […] | […] | […] | […] | […] | […] | […] | […] | p.p. | p.p. | […] | […] | […] | […] | […] | […] | […] | […]
|  | Capital expenditures sensitivity - increase | [39 empty] | Capital expenditures sensitivity - increase | […] | […] | […] | […] | […] | […] | […] | […] | […]
|  |  | Capital expenditures change | % | 1% | [36 empty] | Capital expenditures change | […] | […] | […] | […] | […] | […] | […] | […] | […] | % | % | […] | […] | […] | […] | […] | […] | […] | […]
|  |  | Net cash flow - base case | EUR | 546156.8757 | -30000 | -239404.9301 | 39000.6559 | 39000.6559 | 39000.6559 | 39000.6559 | 39000.6559 | 39000.6559 | 39000.6559 | 39000.6559 | 39000.6559 | 39000.6559 | 39000.6559 | 39000.6559 | 39000.6559 | 39000.6559 | 39000.6559 | 39000.6559 | 39000.6559 | 152550.6559 | 0 | 0 | 0 | 0 | 0 | 0 | 0 | 0 | 0 | 0 | 0 | 0 | 0 | 0 | 0 | 0 | Net cash flow - base case | […] | […] | […] | […] | […] | […] | […] | […] | […]
|  |  | Change in cash flows | EUR | -3000 | -300 | -2700 | 0 | 0 | 0 | 0 | 0 | 0 | 0 | 0 | 0 | 0 | 0 | 0 | 0 | 0 | 0 | 0 | 0 | 0 | 0 | 0 | 0 | 0 | 0 | 0 | 0 | 0 | 0 | 0 | 0 | 0 | 0 | 0 | 0 | 0 | Change in cash flows | […] | […] | […] | […] | […] | […] | […] | […] | […]
|  |  | Net cash flow | EUR | 543156.8757 | -30300 | -242104.9301 | 39000.6559 | 39000.6559 | 39000.6559 | 39000.6559 | 39000.6559 | 39000.6559 | 39000.6559 | 39000.6559 | 39000.6559 | 39000.6559 | 39000.6559 | 39000.6559 | 39000.6559 | 39000.6559 | 39000.6559 | 39000.6559 | 39000.6559 | 152550.6559 | 0 | 0 | 0 | 0 | 0 | 0 | 0 | 0 | 0 | 0 | 0 | 0 | 0 | 0 | 0 | 0 | Net cash flow | […] | […] | […] | […] | […] | […] | […] | […] | […]
|  |  | Cumulative net cash flow | EUR |  | -30300 | -272404.9301 | -233404.2743 | -194403.6184 | -155402.9625 | -116402.3066 | -77401.6507 | -38400.9949 | 599.661 | 39600.3169 | 78600.9728 | 117601.6287 | 156602.2845 | 195602.9404 | 234603.5963 | 273604.2522 | 312604.9081 | 351605.5639 | 390606.2198 | 543156.8757 | 543156.8757 | 543156.8757 | 543156.8757 | 543156.8757 | 543156.8757 | 543156.8757 | 543156.8757 | 543156.8757 | 543156.8757 | 543156.8757 | 543156.8757 | 543156.8757 | 543156.8757 | 543156.8757 | 543156.8757 | 543156.8757 | Cumulative net cash flow | […] | […] | […] | […] | […] | […] | […] | […] | […]
|  |  | Discounted net cash flow | EUR | 255321.2167 | -29134.6154 | -223839.6174 | 34671.4411 | 33337.9241 | 32055.6962 | 30822.7849 | 29637.2931 | 28497.3972 | 27401.3435 | 26347.4457 | 25334.0824 | 24359.6946 | 23422.7833 | 22521.907 | 21655.6798 | 20822.769 | 20021.8933 | 19251.8205 | 18511.3658 | 69622.128 | 0 | 0 | 0 | 0 | 0 | 0 | 0 | 0 | 0 | 0 | 0 | 0 | 0 | 0 | 0 | 0 | Discounted net cash flow | […] | […] | […] | […] | […] | […] | […] | […] | […]
|  |  | Cumulative discounted net cash flow | EUR |  | -29134.6154 | -252974.2327 | -218302.7917 | -184964.8676 | -152909.1713 | -122086.3865 | -92449.0934 | -63951.6961 | -36550.3526 | -10202.9069 | 15131.1754 | 39490.87 | 62913.6533 | 85435.5603 | 107091.2401 | 127914.0091 | 147935.9024 | 167187.7229 | 185699.0887 | 255321.2167 | 255321.2167 | 255321.2167 | 255321.2167 | 255321.2167 | 255321.2167 | 255321.2167 | 255321.2167 | 255321.2167 | 255321.2167 | 255321.2167 | 255321.2167 | 255321.2167 | 255321.2167 | 255321.2167 | 255321.2167 | 255321.2167 | Cumulative discounted net cash flow | […] | […] | […] | […] | […] | […] | […] | […] | […]
|  |  | Profitability measures | [38 empty] | Profitability measures | […] | […] | […] | […] | […] | […] | […] | […] | […]
|  |  | FNPV(C) | EUR | 255321.2167 | [36 empty] | FNPV(C) | […] | […] | […] | […] | […] | […] | […] | […] | […]
|  |  | FRR(C) | % | 13.17% | [36 empty] | FRR(C) | […] | […] | […] | […] | […] | […] | […] | […] | […] | % | % | […] | […] | […] | […] | […] | […] | […] | […]
|  |  | FNPV(C) change | % | -1.079% | [36 empty] | FNPV(C) change | […] | […] | […] | […] | […] | […] | […] | […] | […] | % | % | […] | […] | […] | […] | […] | […] | […] | […]
|  |  | FRR(C) change | p.p. | -0.1781% | [36 empty] | FRR(C) change | […] | […] | […] | […] | […] | […] | […] | […] | […] | p.p. | p.p. | […] | […] | […] | […] | […] | […] | […] | […]
| Operating expenses sensitivity | [40 empty] | Operating expenses sensitivity | […] | […] | […] | […] | […] | […] | […] | […] | […]
|  | Operating expenses sensitivity - decrease | [39 empty] | Operating expenses sensitivity - decrease | […] | […] | […] | […] | […] | […] | […] | […] | […]
|  |  | Operating expenses change | % | -1% | [36 empty] | Operating expenses change | […] | […] | […] | […] | […] | […] | […] | […] | […] | % | % | […] | […] | […] | […] | […] | […] | […] | […]
|  |  | Net cash flow - base case | EUR | 546156.8757 | -30000 | -239404.9301 | 39000.6559 | 39000.6559 | 39000.6559 | 39000.6559 | 39000.6559 | 39000.6559 | 39000.6559 | 39000.6559 | 39000.6559 | 39000.6559 | 39000.6559 | 39000.6559 | 39000.6559 | 39000.6559 | 39000.6559 | 39000.6559 | 39000.6559 | 152550.6559 | 0 | 0 | 0 | 0 | 0 | 0 | 0 | 0 | 0 | 0 | 0 | 0 | 0 | 0 | 0 | 0 | Net cash flow - base case | […] | […] | […] | […] | […] | […] | […] | […] | […]
|  |  | Change in cash flows | EUR | -5297.9537 | 0 | -236.2081 | -281.2081 | -281.2081 | -281.2081 | -281.2081 | -281.2081 | -281.2081 | -281.2081 | -281.2081 | -281.2081 | -281.2081 | -281.2081 | -281.2081 | -281.2081 | -281.2081 | -281.2081 | -281.2081 | -281.2081 | -281.2081 | 0 | 0 | 0 | 0 | 0 | 0 | 0 | 0 | 0 | 0 | 0 | 0 | 0 | 0 | 0 | 0 | Change in cash flows | […] | […] | […] | […] | […] | […] | […] | […] | […]
|  |  | Net cash flow | EUR | 540858.922 | -30000 | -239641.1382 | 38719.4478 | 38719.4478 | 38719.4478 | 38719.4478 | 38719.4478 | 38719.4478 | 38719.4478 | 38719.4478 | 38719.4478 | 38719.4478 | 38719.4478 | 38719.4478 | 38719.4478 | 38719.4478 | 38719.4478 | 38719.4478 | 38719.4478 | 152269.4478 | 0 | 0 | 0 | 0 | 0 | 0 | 0 | 0 | 0 | 0 | 0 | 0 | 0 | 0 | 0 | 0 | Net cash flow | […] | […] | […] | […] | […] | […] | […] | […] | […]
|  |  | Cumulative net cash flow | EUR |  | -30000 | -269641.1382 | -230921.6904 | -192202.2427 | -153482.7949 | -114763.3471 | -76043.8993 | -37324.4515 | 1394.9963 | 40114.4441 | 78833.8919 | 117553.3397 | 156272.7874 | 194992.2352 | 233711.683 | 272431.1308 | 311150.5786 | 349870.0264 | 388589.4742 | 540858.922 | 540858.922 | 540858.922 | 540858.922 | 540858.922 | 540858.922 | 540858.922 | 540858.922 | 540858.922 | 540858.922 | 540858.922 | 540858.922 | 540858.922 | 540858.922 | 540858.922 | 540858.922 | 540858.922 | Cumulative net cash flow | […] | […] | […] | […] | […] | […] | […] | […] | […]
|  |  | Discounted net cash flow | EUR | 254596.2677 | -28846.1538 | -221561.7032 | 34421.4481 | 33097.5462 | 31824.5637 | 30600.542 | 29423.5981 | 28291.9212 | 27203.7704 | 26157.4716 | 25151.415 | 24184.0529 | 23253.897 | 22359.5163 | 21499.5349 | 20672.6297 | 19877.5286 | 19113.0083 | 18377.8926 | 69493.7883 | 0 | 0 | 0 | 0 | 0 | 0 | 0 | 0 | 0 | 0 | 0 | 0 | 0 | 0 | 0 | 0 | Discounted net cash flow | […] | […] | […] | […] | […] | […] | […] | […] | […]
|  |  | Cumulative discounted net cash flow | EUR |  | -28846.1538 | -250407.8571 | -215986.409 | -182888.8628 | -151064.2991 | -120463.757 | -91040.159 | -62748.2377 | -35544.4673 | -9386.9957 | 15764.4192 | 39948.4721 | 63202.3691 | 85561.8854 | 107061.4203 | 127734.05 | 147611.5786 | 166724.5869 | 185102.4794 | 254596.2677 | 254596.2677 | 254596.2677 | 254596.2677 | 254596.2677 | 254596.2677 | 254596.2677 | 254596.2677 | 254596.2677 | 254596.2677 | 254596.2677 | 254596.2677 | 254596.2677 | 254596.2677 | 254596.2677 | 254596.2677 | 254596.2677 | Cumulative discounted net cash flow | […] | […] | […] | […] | […] | […] | […] | […] | […]
|  |  | Profitability measures | [38 empty] | Profitability measures | […] | […] | […] | […] | […] | […] | […] | […] | […]
|  |  | FNPV(C) | EUR | 254596.2677 | [36 empty] | FNPV(C) | […] | […] | […] | […] | […] | […] | […] | […] | […]
|  |  | FRR(C) | % | 13.23% | [36 empty] | FRR(C) | […] | […] | […] | […] | […] | […] | […] | […] | […] | % | % | […] | […] | […] | […] | […] | […] | […] | […]
|  |  | FNPV(C) change | % | -1.36% | [36 empty] | FNPV(C) change | […] | […] | […] | […] | […] | […] | […] | […] | […] | % | % | […] | […] | […] | […] | […] | […] | […] | […]
|  |  | FRR(C) change | p.p. | -0.1254% | [36 empty] | FRR(C) change | […] | […] | […] | […] | […] | […] | […] | […] | […] | p.p. | p.p. | […] | […] | […] | […] | […] | […] | […] | […]
|  | Operating expenses sensitivity - increase | [39 empty] | Operating expenses sensitivity - increase | […] | […] | […] | […] | […] | […] | […] | […] | […]
|  |  | Operating expenses change | % | 1% | [36 empty] | Operating expenses change | […] | […] | […] | […] | […] | […] | […] | […] | […] | % | % | […] | […] | […] | […] | […] | […] | […] | […]
|  |  | Net cash flow - base case | EUR | 546156.8757 | -30000 | -239404.9301 | 39000.6559 | 39000.6559 | 39000.6559 | 39000.6559 | 39000.6559 | 39000.6559 | 39000.6559 | 39000.6559 | 39000.6559 | 39000.6559 | 39000.6559 | 39000.6559 | 39000.6559 | 39000.6559 | 39000.6559 | 39000.6559 | 39000.6559 | 152550.6559 | 0 | 0 | 0 | 0 | 0 | 0 | 0 | 0 | 0 | 0 | 0 | 0 | 0 | 0 | 0 | 0 | Net cash flow - base case | […] | […] | […] | […] | […] | […] | […] | […] | […]
|  |  | Change in cash flows | EUR | 5297.9537 | 0 | 236.2081 | 281.2081 | 281.2081 | 281.2081 | 281.2081 | 281.2081 | 281.2081 | 281.2081 | 281.2081 | 281.2081 | 281.2081 | 281.2081 | 281.2081 | 281.2081 | 281.2081 | 281.2081 | 281.2081 | 281.2081 | 281.2081 | 0 | 0 | 0 | 0 | 0 | 0 | 0 | 0 | 0 | 0 | 0 | 0 | 0 | 0 | 0 | 0 | Change in cash flows | […] | […] | […] | […] | […] | […] | […] | […] | […]
|  |  | Net cash flow | EUR | 551454.8294 | -30000 | -239168.722 | 39281.864 | 39281.864 | 39281.864 | 39281.864 | 39281.864 | 39281.864 | 39281.864 | 39281.864 | 39281.864 | 39281.864 | 39281.864 | 39281.864 | 39281.864 | 39281.864 | 39281.864 | 39281.864 | 39281.864 | 152831.864 | 0 | 0 | 0 | 0 | 0 | 0 | 0 | 0 | 0 | 0 | 0 | 0 | 0 | 0 | 0 | 0 | Net cash flow | […] | […] | […] | […] | […] | […] | […] | […] | […]
|  |  | Cumulative net cash flow | EUR |  | -30000 | -269168.722 | -229886.8581 | -190604.9941 | -151323.1301 | -112041.2662 | -72759.4022 | -33477.5382 | 5804.3257 | 45086.1897 | 84368.0537 | 123649.9177 | 162931.7816 | 202213.6456 | 241495.5096 | 280777.3735 | 320059.2375 | 359341.1015 | 398622.9655 | 551454.8294 | 551454.8294 | 551454.8294 | 551454.8294 | 551454.8294 | 551454.8294 | 551454.8294 | 551454.8294 | 551454.8294 | 551454.8294 | 551454.8294 | 551454.8294 | 551454.8294 | 551454.8294 | 551454.8294 | 551454.8294 | 551454.8294 | Cumulative net cash flow | […] | […] | […] | […] | […] | […] | […] | […] | […]
|  |  | Discounted net cash flow | EUR | 261615.6923 | -28846.1538 | -221124.9279 | 34921.434 | 33578.302 | 32286.8288 | 31045.0277 | 29850.9882 | 28702.8732 | 27598.9166 | 26537.4198 | 25516.7498 | 24535.3363 | 23591.6696 | 22684.2976 | 21811.8247 | 20972.9083 | 20166.258 | 19390.6327 | 18644.8391 | 69750.4677 | 0 | 0 | 0 | 0 | 0 | 0 | 0 | 0 | 0 | 0 | 0 | 0 | 0 | 0 | 0 | 0 | Discounted net cash flow | […] | […] | […] | […] | […] | […] | […] | […] | […]
|  |  | Cumulative discounted net cash flow | EUR |  | -28846.1538 | -249971.0818 | -215049.6477 | -181471.3458 | -149184.517 | -118139.4893 | -88288.5011 | -59585.6279 | -31986.7113 | -5449.2915 | 20067.4583 | 44602.7946 | 68194.4642 | 90878.7618 | 112690.5865 | 133663.4948 | 153829.7528 | 173220.3855 | 191865.2246 | 261615.6923 | 261615.6923 | 261615.6923 | 261615.6923 | 261615.6923 | 261615.6923 | 261615.6923 | 261615.6923 | 261615.6923 | 261615.6923 | 261615.6923 | 261615.6923 | 261615.6923 | 261615.6923 | 261615.6923 | 261615.6923 | 261615.6923 | Cumulative discounted net cash flow | […] | […] | […] | […] | […] | […] | […] | […] | […]
|  |  | Profitability measures | [38 empty] | Profitability measures | […] | […] | […] | […] | […] | […] | […] | […] | […]
|  |  | FNPV(C) | EUR | 261615.6923 | [36 empty] | FNPV(C) | […] | […] | […] | […] | […] | […] | […] | […] | […]
|  |  | FRR(C) | % | 13.48% | [36 empty] | FRR(C) | […] | […] | […] | […] | […] | […] | […] | […] | […] | % | % | […] | […] | […] | […] | […] | […] | […] | […]
|  |  | FNPV(C) change | % | 1.36% | [36 empty] | FNPV(C) change | […] | […] | […] | […] | […] | […] | […] | […] | […] | % | % | […] | […] | […] | […] | […] | […] | […] | […]
|  |  | FRR(C) change | p.p. | 0.1254% | [36 empty] | FRR(C) change | […] | […] | […] | […] | […] | […] | […] | […] | […] | p.p. | p.p. | […] | […] | […] | […] | […] | […] | […] | […]
| Revenues sensitivity | [40 empty] | Revenues sensitivity | […] | […] | […] | […] | […] | […] | […] | […] | […]
|  | Revenues sensitivity - decrease | [39 empty] | Revenues sensitivity - decrease | […] | […] | […] | […] | […] | […] | […] | […] | […]
|  |  | Revenues change | % | -1% | [36 empty] | Revenues change | […] | […] | […] | […] | […] | […] | […] | […] | […] | % | % | […] | […] | […] | […] | […] | […] | […] | […]
|  |  | Net cash flow - base case | EUR | 546156.8757 | -30000 | -239404.9301 | 39000.6559 | 39000.6559 | 39000.6559 | 39000.6559 | 39000.6559 | 39000.6559 | 39000.6559 | 39000.6559 | 39000.6559 | 39000.6559 | 39000.6559 | 39000.6559 | 39000.6559 | 39000.6559 | 39000.6559 | 39000.6559 | 39000.6559 | 152550.6559 | 0 | 0 | 0 | 0 | 0 | 0 | 0 | 0 | 0 | 0 | 0 | 0 | 0 | 0 | 0 | 0 | Net cash flow - base case | […] | […] | […] | […] | […] | […] | […] | […] | […]
|  |  | Change in cash flows | EUR | -2028.115 | 0 | -69.7426 | -108.7985 | -108.7985 | -108.7985 | -108.7985 | -108.7985 | -108.7985 | -108.7985 | -108.7985 | -108.7985 | -108.7985 | -108.7985 | -108.7985 | -108.7985 | -108.7985 | -108.7985 | -108.7985 | -108.7985 | -108.7985 | 0 | 0 | 0 | 0 | 0 | 0 | 0 | 0 | 0 | 0 | 0 | 0 | 0 | 0 | 0 | 0 | Change in cash flows | […] | […] | […] | […] | […] | […] | […] | […] | […]
|  |  | Net cash flow | EUR | 544128.7607 | -30000 | -239474.6727 | 38891.8574 | 38891.8574 | 38891.8574 | 38891.8574 | 38891.8574 | 38891.8574 | 38891.8574 | 38891.8574 | 38891.8574 | 38891.8574 | 38891.8574 | 38891.8574 | 38891.8574 | 38891.8574 | 38891.8574 | 38891.8574 | 38891.8574 | 152441.8574 | 0 | 0 | 0 | 0 | 0 | 0 | 0 | 0 | 0 | 0 | 0 | 0 | 0 | 0 | 0 | 0 | Net cash flow | […] | […] | […] | […] | […] | […] | […] | […] | […]
|  |  | Cumulative net cash flow | EUR |  | -30000 | -269474.6727 | -230582.8153 | -191690.9579 | -152799.1005 | -113907.2431 | -75015.3857 | -36123.5283 | 2768.3291 | 41660.1865 | 80552.044 | 119443.9014 | 158335.7588 | 197227.6162 | 236119.4736 | 275011.331 | 313903.1884 | 352795.0458 | 391686.9033 | 544128.7607 | 544128.7607 | 544128.7607 | 544128.7607 | 544128.7607 | 544128.7607 | 544128.7607 | 544128.7607 | 544128.7607 | 544128.7607 | 544128.7607 | 544128.7607 | 544128.7607 | 544128.7607 | 544128.7607 | 544128.7607 | 544128.7607 | Cumulative net cash flow | […] | […] | […] | […] | […] | […] | […] | […] | […]
|  |  | Discounted net cash flow | EUR | 256768.0966 | -28846.1538 | -221407.7965 | 34574.7196 | 33244.9227 | 31966.2718 | 30736.7998 | 29554.6152 | 28417.8993 | 27324.9031 | 26273.9453 | 25263.409 | 24291.7394 | 23357.4417 | 22459.0786 | 21595.2679 | 20764.6806 | 19966.0391 | 19198.1145 | 18459.7255 | 69572.4738 | 0 | 0 | 0 | 0 | 0 | 0 | 0 | 0 | 0 | 0 | 0 | 0 | 0 | 0 | 0 | 0 | Discounted net cash flow | […] | […] | […] | […] | […] | […] | […] | […] | […]
|  |  | Cumulative discounted net cash flow | EUR |  | -28846.1538 | -250253.9504 | -215679.2308 | -182434.3081 | -150468.0362 | -119731.2364 | -90176.6211 | -61758.7219 | -34433.8187 | -8159.8734 | 17103.5356 | 41395.275 | 64752.7167 | 87211.7953 | 108807.0631 | 129571.7438 | 149537.7828 | 168735.8973 | 187195.6228 | 256768.0966 | 256768.0966 | 256768.0966 | 256768.0966 | 256768.0966 | 256768.0966 | 256768.0966 | 256768.0966 | 256768.0966 | 256768.0966 | 256768.0966 | 256768.0966 | 256768.0966 | 256768.0966 | 256768.0966 | 256768.0966 | 256768.0966 | Cumulative discounted net cash flow | […] | […] | […] | […] | […] | […] | […] | […] | […]
|  |  | Profitability measures | [38 empty] | Profitability measures | […] | […] | […] | […] | […] | […] | […] | […] | […]
|  |  | FNPV(C) | EUR | 256768.0966 | [36 empty] | FNPV(C) | […] | […] | […] | […] | […] | […] | […] | […] | […]
|  |  | FRR(C) | % | 13.3% | [36 empty] | FRR(C) | […] | […] | […] | […] | […] | […] | […] | […] | […] | % | % | […] | […] | […] | […] | […] | […] | […] | […]
|  |  | FNPV(C) change | % | -0.5183% | [36 empty] | FNPV(C) change | […] | […] | […] | […] | […] | […] | […] | […] | […] | % | % | […] | […] | […] | […] | […] | […] | […] | […]
|  |  | FRR(C) change | p.p. | -0.04725% | [36 empty] | FRR(C) change | […] | […] | […] | […] | […] | […] | […] | […] | […] | p.p. | p.p. | […] | […] | […] | […] | […] | […] | […] | […]
|  | Revenues sensitivity - increase | [39 empty] | Revenues sensitivity - increase | […] | […] | […] | […] | […] | […] | […] | […] | […]
|  |  | Revenues change | % | 1% | [36 empty] | Revenues change | […] | […] | […] | […] | […] | […] | […] | […] | […] | % | % | […] | […] | […] | […] | […] | […] | […] | […]
|  |  | Net cash flow - base case | EUR | 546156.8757 | -30000 | -239404.9301 | 39000.6559 | 39000.6559 | 39000.6559 | 39000.6559 | 39000.6559 | 39000.6559 | 39000.6559 | 39000.6559 | 39000.6559 | 39000.6559 | 39000.6559 | 39000.6559 | 39000.6559 | 39000.6559 | 39000.6559 | 39000.6559 | 39000.6559 | 152550.6559 | 0 | 0 | 0 | 0 | 0 | 0 | 0 | 0 | 0 | 0 | 0 | 0 | 0 | 0 | 0 | 0 | Net cash flow - base case | […] | […] | […] | […] | […] | […] | […] | […] | […]
|  |  | Change in cash flows | EUR | 2028.115 | 0 | 69.7426 | 108.7985 | 108.7985 | 108.7985 | 108.7985 | 108.7985 | 108.7985 | 108.7985 | 108.7985 | 108.7985 | 108.7985 | 108.7985 | 108.7985 | 108.7985 | 108.7985 | 108.7985 | 108.7985 | 108.7985 | 108.7985 | 0 | 0 | 0 | 0 | 0 | 0 | 0 | 0 | 0 | 0 | 0 | 0 | 0 | 0 | 0 | 0 | Change in cash flows | […] | […] | […] | […] | […] | […] | […] | […] | […]
|  |  | Net cash flow | EUR | 548184.9907 | -30000 | -239335.1875 | 39109.4543 | 39109.4543 | 39109.4543 | 39109.4543 | 39109.4543 | 39109.4543 | 39109.4543 | 39109.4543 | 39109.4543 | 39109.4543 | 39109.4543 | 39109.4543 | 39109.4543 | 39109.4543 | 39109.4543 | 39109.4543 | 39109.4543 | 152659.4543 | 0 | 0 | 0 | 0 | 0 | 0 | 0 | 0 | 0 | 0 | 0 | 0 | 0 | 0 | 0 | 0 | Net cash flow | […] | […] | […] | […] | […] | […] | […] | […] | […]
|  |  | Cumulative net cash flow | EUR |  | -30000 | -269335.1875 | -230225.7332 | -191116.2788 | -152006.8245 | -112897.3701 | -73787.9158 | -34678.4614 | 4430.9929 | 43540.4472 | 82649.9016 | 121759.3559 | 160868.8103 | 199978.2646 | 239087.719 | 278197.1733 | 317306.6277 | 356416.082 | 395525.5364 | 548184.9907 | 548184.9907 | 548184.9907 | 548184.9907 | 548184.9907 | 548184.9907 | 548184.9907 | 548184.9907 | 548184.9907 | 548184.9907 | 548184.9907 | 548184.9907 | 548184.9907 | 548184.9907 | 548184.9907 | 548184.9907 | 548184.9907 | Cumulative net cash flow | […] | […] | […] | […] | […] | […] | […] | […] | […]
|  |  | Discounted net cash flow | EUR | 259443.8635 | -28846.1538 | -221278.8346 | 34768.1625 | 33430.9255 | 32145.1207 | 30908.7699 | 29719.971 | 28576.8952 | 27477.7839 | 26420.946 | 25404.7558 | 24427.6498 | 23488.1248 | 22584.7354 | 21716.0917 | 20880.8574 | 20077.7475 | 19305.5265 | 18563.0062 | 69671.7822 | 0 | 0 | 0 | 0 | 0 | 0 | 0 | 0 | 0 | 0 | 0 | 0 | 0 | 0 | 0 | 0 | Discounted net cash flow | […] | […] | […] | […] | […] | […] | […] | […] | […]
|  |  | Cumulative discounted net cash flow | EUR |  | -28846.1538 | -250124.9885 | -215356.826 | -181925.9005 | -149780.7798 | -118872.01 | -89152.0389 | -60575.1437 | -33097.3599 | -6676.4138 | 18728.3419 | 43155.9917 | 66644.1165 | 89228.8519 | 110944.9437 | 131825.8011 | 151903.5486 | 171209.0751 | 189772.0813 | 259443.8635 | 259443.8635 | 259443.8635 | 259443.8635 | 259443.8635 | 259443.8635 | 259443.8635 | 259443.8635 | 259443.8635 | 259443.8635 | 259443.8635 | 259443.8635 | 259443.8635 | 259443.8635 | 259443.8635 | 259443.8635 | 259443.8635 | Cumulative discounted net cash flow | […] | […] | […] | […] | […] | […] | […] | […] | […]
|  |  | Profitability measures | [38 empty] | Profitability measures | […] | […] | […] | […] | […] | […] | […] | […] | […]
|  |  | FNPV(C) | EUR | 259443.8635 | [36 empty] | FNPV(C) | […] | […] | […] | […] | […] | […] | […] | […] | […]
|  |  | FRR(C) | % | 13.4% | [36 empty] | FRR(C) | […] | […] | […] | […] | […] | […] | […] | […] | […] | % | % | […] | […] | […] | […] | […] | […] | […] | […]
|  |  | FNPV(C) change | % | 0.5183% | [36 empty] | FNPV(C) change | […] | […] | […] | […] | […] | […] | […] | […] | […] | % | % | […] | […] | […] | […] | […] | […] | […] | […]
|  |  | FRR(C) change | p.p. | 0.04725% | [36 empty] | FRR(C) change | […] | […] | […] | […] | […] | […] | […] | […] | […] | p.p. | p.p. | […] | […] | […] | […] | […] | […] | […] | […]
Financial profitability - Return on national capital | [41 empty] | Financial profitability - Return on national capital | […] | […] | […] | […] | […] | […] | […] | […] | […]
| Capital expenditures sensitivity | [40 empty] | Capital expenditures sensitivity | […] | […] | […] | […] | […] | […] | […] | […] | […]
|  | Capital expenditures sensitivity - decrease | [39 empty] | Capital expenditures sensitivity - decrease | […] | […] | […] | […] | […] | […] | […] | […] | […]
|  |  | Capital expenditures change | % | -1% | [36 empty] | Capital expenditures change | […] | […] | […] | […] | […] | […] | […] | […] | […] | % | % | […] | […] | […] | […] | […] | […] | […] | […]
|  |  | Net cash flow - base case | EUR | 636156.8757 | -21000 | -158404.9301 | 39000.6559 | 39000.6559 | 39000.6559 | 39000.6559 | 39000.6559 | 39000.6559 | 39000.6559 | 39000.6559 | 39000.6559 | 39000.6559 | 39000.6559 | 39000.6559 | 39000.6559 | 39000.6559 | 39000.6559 | 39000.6559 | 39000.6559 | 152550.6559 | 0 | 0 | 0 | 0 | 0 | 0 | 0 | 0 | 0 | 0 | 0 | 0 | 0 | 0 | 0 | 0 | Net cash flow - base case | […] | […] | […] | […] | […] | […] | […] | […] | […]
|  |  | Change in cash flows | EUR | 2100 | 210 | 1890 | 0 | 0 | 0 | 0 | 0 | 0 | 0 | 0 | 0 | 0 | 0 | 0 | 0 | 0 | 0 | 0 | 0 | 0 | 0 | 0 | 0 | 0 | 0 | 0 | 0 | 0 | 0 | 0 | 0 | 0 | 0 | 0 | 0 | 0 | Change in cash flows | […] | […] | […] | […] | […] | […] | […] | […] | […]
|  |  | Net cash flow | EUR | 638256.8757 | -20790 | -156514.9301 | 39000.6559 | 39000.6559 | 39000.6559 | 39000.6559 | 39000.6559 | 39000.6559 | 39000.6559 | 39000.6559 | 39000.6559 | 39000.6559 | 39000.6559 | 39000.6559 | 39000.6559 | 39000.6559 | 39000.6559 | 39000.6559 | 39000.6559 | 152550.6559 | 0 | 0 | 0 | 0 | 0 | 0 | 0 | 0 | 0 | 0 | 0 | 0 | 0 | 0 | 0 | 0 | Net cash flow | […] | […] | […] | […] | […] | […] | […] | […] | […]
|  |  | Cumulative net cash flow | EUR |  | -20790 | -177304.9301 | -138304.2743 | -99303.6184 | -60302.9625 | -21302.3066 | 17698.3493 | 56699.0051 | 95699.661 | 134700.3169 | 173700.9728 | 212701.6287 | 251702.2845 | 290702.9404 | 329703.5963 | 368704.2522 | 407704.9081 | 446705.5639 | 485706.2198 | 638256.8757 | 638256.8757 | 638256.8757 | 638256.8757 | 638256.8757 | 638256.8757 | 638256.8757 | 638256.8757 | 638256.8757 | 638256.8757 | 638256.8757 | 638256.8757 | 638256.8757 | 638256.8757 | 638256.8757 | 638256.8757 | 638256.8757 | Cumulative net cash flow | […] | […] | […] | […] | […] | […] | […] | […] | […]
|  |  | Discounted net cash flow | EUR | 343598.2137 | -19990.3846 | -144706.8511 | 34671.4411 | 33337.9241 | 32055.6962 | 30822.7849 | 29637.2931 | 28497.3972 | 27401.3435 | 26347.4457 | 25334.0824 | 24359.6946 | 23422.7833 | 22521.907 | 21655.6798 | 20822.769 | 20021.8933 | 19251.8205 | 18511.3658 | 69622.128 | 0 | 0 | 0 | 0 | 0 | 0 | 0 | 0 | 0 | 0 | 0 | 0 | 0 | 0 | 0 | 0 | Discounted net cash flow | […] | […] | […] | […] | […] | […] | […] | […] | […]
|  |  | Cumulative discounted net cash flow | EUR |  | -19990.3846 | -164697.2357 | -130025.7946 | -96687.8705 | -64632.1743 | -33809.3894 | -4172.0963 | 24325.3009 | 51726.6444 | 78074.0901 | 103408.1725 | 127767.8671 | 151190.6503 | 173712.5573 | 195368.2371 | 216191.0061 | 236212.8994 | 255464.7199 | 273976.0858 | 343598.2137 | 343598.2137 | 343598.2137 | 343598.2137 | 343598.2137 | 343598.2137 | 343598.2137 | 343598.2137 | 343598.2137 | 343598.2137 | 343598.2137 | 343598.2137 | 343598.2137 | 343598.2137 | 343598.2137 | 343598.2137 | 343598.2137 | Cumulative discounted net cash flow | […] | […] | […] | […] | […] | […] | […] | […] | […]
|  |  | Profitability measures | [38 empty] | Profitability measures | […] | […] | […] | […] | […] | […] | […] | […] | […]
|  |  | FNPV(K) | EUR | 343598.2137 | [36 empty] | FNPV(K) | […] | […] | […] | […] | […] | […] | […] | […] | […]
|  |  | FRR(K) | % | 21.21% | [36 empty] | FRR(K) | […] | […] | […] | […] | […] | […] | […] | […] | […] | % | % | […] | […] | […] | […] | […] | […] | […] | […]
|  |  | FNPV(K) change | % | 0.5706% | [36 empty] | FNPV(K) change | […] | […] | […] | […] | […] | […] | […] | […] | […] | % | % | […] | […] | […] | […] | […] | […] | […] | […]
|  |  | FRR(K) change | p.p. | 0.2563% | [36 empty] | FRR(K) change | […] | […] | […] | […] | […] | […] | […] | […] | […] | p.p. | p.p. | […] | […] | […] | […] | […] | […] | […] | […]
|  | Capital expenditures sensitivity - increase | [39 empty] | Capital expenditures sensitivity - increase | […] | […] | […] | […] | […] | […] | […] | […] | […]
|  |  | Capital expenditures change | % | 1% | [36 empty] | Capital expenditures change | […] | […] | […] | […] | […] | […] | […] | […] | […] | % | % | […] | […] | […] | […] | […] | […] | […] | […]
|  |  | Net cash flow - base case | EUR | 636156.8757 | -21000 | -158404.9301 | 39000.6559 | 39000.6559 | 39000.6559 | 39000.6559 | 39000.6559 | 39000.6559 | 39000.6559 | 39000.6559 | 39000.6559 | 39000.6559 | 39000.6559 | 39000.6559 | 39000.6559 | 39000.6559 | 39000.6559 | 39000.6559 | 39000.6559 | 152550.6559 | 0 | 0 | 0 | 0 | 0 | 0 | 0 | 0 | 0 | 0 | 0 | 0 | 0 | 0 | 0 | 0 | Net cash flow - base case | […] | […] | […] | […] | […] | […] | […] | […] | […]
|  |  | Change in cash flows | EUR | -2100 | -210 | -1890 | 0 | 0 | 0 | 0 | 0 | 0 | 0 | 0 | 0 | 0 | 0 | 0 | 0 | 0 | 0 | 0 | 0 | 0 | 0 | 0 | 0 | 0 | 0 | 0 | 0 | 0 | 0 | 0 | 0 | 0 | 0 | 0 | 0 | 0 | Change in cash flows | […] | […] | […] | […] | […] | […] | […] | […] | […]
|  |  | Net cash flow | EUR | 634056.8757 | -21210 | -160294.9301 | 39000.6559 | 39000.6559 | 39000.6559 | 39000.6559 | 39000.6559 | 39000.6559 | 39000.6559 | 39000.6559 | 39000.6559 | 39000.6559 | 39000.6559 | 39000.6559 | 39000.6559 | 39000.6559 | 39000.6559 | 39000.6559 | 39000.6559 | 152550.6559 | 0 | 0 | 0 | 0 | 0 | 0 | 0 | 0 | 0 | 0 | 0 | 0 | 0 | 0 | 0 | 0 | Net cash flow | […] | […] | […] | […] | […] | […] | […] | […] | […]
|  |  | Cumulative net cash flow | EUR |  | -21210 | -181504.9301 | -142504.2743 | -103503.6184 | -64502.9625 | -25502.3066 | 13498.3493 | 52499.0051 | 91499.661 | 130500.3169 | 169500.9728 | 208501.6287 | 247502.2845 | 286502.9404 | 325503.5963 | 364504.2522 | 403504.9081 | 442505.5639 | 481506.2198 | 634056.8757 | 634056.8757 | 634056.8757 | 634056.8757 | 634056.8757 | 634056.8757 | 634056.8757 | 634056.8757 | 634056.8757 | 634056.8757 | 634056.8757 | 634056.8757 | 634056.8757 | 634056.8757 | 634056.8757 | 634056.8757 | 634056.8757 | Cumulative net cash flow | […] | […] | […] | […] | […] | […] | […] | […] | […]
|  |  | Discounted net cash flow | EUR | 339699.5451 | -20394.2308 | -148201.6736 | 34671.4411 | 33337.9241 | 32055.6962 | 30822.7849 | 29637.2931 | 28497.3972 | 27401.3435 | 26347.4457 | 25334.0824 | 24359.6946 | 23422.7833 | 22521.907 | 21655.6798 | 20822.769 | 20021.8933 | 19251.8205 | 18511.3658 | 69622.128 | 0 | 0 | 0 | 0 | 0 | 0 | 0 | 0 | 0 | 0 | 0 | 0 | 0 | 0 | 0 | 0 | Discounted net cash flow | […] | […] | […] | […] | […] | […] | […] | […] | […]
|  |  | Cumulative discounted net cash flow | EUR |  | -20394.2308 | -168595.9043 | -133924.4633 | -100586.5392 | -68530.8429 | -37708.0581 | -8070.765 | 20426.6323 | 47827.9758 | 74175.4215 | 99509.5038 | 123869.1984 | 147291.9817 | 169813.8887 | 191469.5685 | 212292.3375 | 232314.2308 | 251566.0513 | 270077.4171 | 339699.5451 | 339699.5451 | 339699.5451 | 339699.5451 | 339699.5451 | 339699.5451 | 339699.5451 | 339699.5451 | 339699.5451 | 339699.5451 | 339699.5451 | 339699.5451 | 339699.5451 | 339699.5451 | 339699.5451 | 339699.5451 | 339699.5451 | Cumulative discounted net cash flow | […] | […] | […] | […] | […] | […] | […] | […] | […]
|  |  | Profitability measures | [38 empty] | Profitability measures | […] | […] | […] | […] | […] | […] | […] | […] | […]
|  |  | FNPV(K) | EUR | 339699.5451 | [36 empty] | FNPV(K) | […] | […] | […] | […] | […] | […] | […] | […] | […]
|  |  | FRR(K) | % | 20.7% | [36 empty] | FRR(K) | […] | […] | […] | […] | […] | […] | […] | […] | […] | % | % | […] | […] | […] | […] | […] | […] | […] | […]
|  |  | FNPV(K) change | % | -0.5706% | [36 empty] | FNPV(K) change | […] | […] | […] | […] | […] | […] | […] | […] | […] | % | % | […] | […] | […] | […] | […] | […] | […] | […]
|  |  | FRR(K) change | p.p. | -0.251% | [36 empty] | FRR(K) change | […] | […] | […] | […] | […] | […] | […] | […] | […] | p.p. | p.p. | […] | […] | […] | […] | […] | […] | […] | […]
| Operating expenses sensitivity | [40 empty] | Operating expenses sensitivity | […] | […] | […] | […] | […] | […] | […] | […] | […]
|  | Operating expenses sensitivity - decrease | [39 empty] | Operating expenses sensitivity - decrease | […] | […] | […] | […] | […] | […] | […] | […] | […]
|  |  | Operating expenses change | % | -1% | [36 empty] | Operating expenses change | […] | […] | […] | […] | […] | […] | […] | […] | […] | % | % | […] | […] | […] | […] | […] | […] | […] | […]
|  |  | Net cash flow - base case | EUR | 636156.8757 | -21000 | -158404.9301 | 39000.6559 | 39000.6559 | 39000.6559 | 39000.6559 | 39000.6559 | 39000.6559 | 39000.6559 | 39000.6559 | 39000.6559 | 39000.6559 | 39000.6559 | 39000.6559 | 39000.6559 | 39000.6559 | 39000.6559 | 39000.6559 | 39000.6559 | 152550.6559 | 0 | 0 | 0 | 0 | 0 | 0 | 0 | 0 | 0 | 0 | 0 | 0 | 0 | 0 | 0 | 0 | Net cash flow - base case | […] | […] | […] | […] | […] | […] | […] | […] | […]
|  |  | Change in cash flows | EUR | -5297.9537 | 0 | -236.2081 | -281.2081 | -281.2081 | -281.2081 | -281.2081 | -281.2081 | -281.2081 | -281.2081 | -281.2081 | -281.2081 | -281.2081 | -281.2081 | -281.2081 | -281.2081 | -281.2081 | -281.2081 | -281.2081 | -281.2081 | -281.2081 | 0 | 0 | 0 | 0 | 0 | 0 | 0 | 0 | 0 | 0 | 0 | 0 | 0 | 0 | 0 | 0 | Change in cash flows | […] | […] | […] | […] | […] | […] | […] | […] | […]
|  |  | Net cash flow | EUR | 630858.922 | -21000 | -158641.1382 | 38719.4478 | 38719.4478 | 38719.4478 | 38719.4478 | 38719.4478 | 38719.4478 | 38719.4478 | 38719.4478 | 38719.4478 | 38719.4478 | 38719.4478 | 38719.4478 | 38719.4478 | 38719.4478 | 38719.4478 | 38719.4478 | 38719.4478 | 152269.4478 | 0 | 0 | 0 | 0 | 0 | 0 | 0 | 0 | 0 | 0 | 0 | 0 | 0 | 0 | 0 | 0 | Net cash flow | […] | […] | […] | […] | […] | […] | […] | […] | […]
|  |  | Cumulative net cash flow | EUR |  | -21000 | -179641.1382 | -140921.6904 | -102202.2427 | -63482.7949 | -24763.3471 | 13956.1007 | 52675.5485 | 91394.9963 | 130114.4441 | 168833.8919 | 207553.3397 | 246272.7874 | 284992.2352 | 323711.683 | 362431.1308 | 401150.5786 | 439870.0264 | 478589.4742 | 630858.922 | 630858.922 | 630858.922 | 630858.922 | 630858.922 | 630858.922 | 630858.922 | 630858.922 | 630858.922 | 630858.922 | 630858.922 | 630858.922 | 630858.922 | 630858.922 | 630858.922 | 630858.922 | 630858.922 | Cumulative net cash flow | […] | […] | […] | […] | […] | […] | […] | […] | […]
|  |  | Discounted net cash flow | EUR | 338139.1671 | -20192.3077 | -146672.65 | 34421.4481 | 33097.5462 | 31824.5637 | 30600.542 | 29423.5981 | 28291.9212 | 27203.7704 | 26157.4716 | 25151.415 | 24184.0529 | 23253.897 | 22359.5163 | 21499.5349 | 20672.6297 | 19877.5286 | 19113.0083 | 18377.8926 | 69493.7883 | 0 | 0 | 0 | 0 | 0 | 0 | 0 | 0 | 0 | 0 | 0 | 0 | 0 | 0 | 0 | 0 | Discounted net cash flow | […] | […] | […] | […] | […] | […] | […] | […] | […]
|  |  | Cumulative discounted net cash flow | EUR |  | -20192.3077 | -166864.9577 | -132443.5096 | -99345.9633 | -67521.3996 | -36920.8576 | -7497.2595 | 20794.6617 | 47998.4321 | 74155.9037 | 99307.3187 | 123491.3715 | 146745.2685 | 169104.7848 | 190604.3197 | 211276.9494 | 231154.478 | 250267.4863 | 268645.3788 | 338139.1671 | 338139.1671 | 338139.1671 | 338139.1671 | 338139.1671 | 338139.1671 | 338139.1671 | 338139.1671 | 338139.1671 | 338139.1671 | 338139.1671 | 338139.1671 | 338139.1671 | 338139.1671 | 338139.1671 | 338139.1671 | 338139.1671 | Cumulative discounted net cash flow | […] | […] | […] | […] | […] | […] | […] | […] | […]
|  |  | Profitability measures | [38 empty] | Profitability measures | […] | […] | […] | […] | […] | […] | […] | […] | […]
|  |  | FNPV(K) | EUR | 338139.1671 | [36 empty] | FNPV(K) | […] | […] | […] | […] | […] | […] | […] | […] | […]
|  |  | FRR(K) | % | 20.77% | [36 empty] | FRR(K) | […] | […] | […] | […] | […] | […] | […] | […] | […] | % | % | […] | […] | […] | […] | […] | […] | […] | […]
|  |  | FNPV(K) change | % | -1.027% | [36 empty] | FNPV(K) change | […] | […] | […] | […] | […] | […] | […] | […] | […] | % | % | […] | […] | […] | […] | […] | […] | […] | […]
|  |  | FRR(K) change | p.p. | -0.1814% | [36 empty] | FRR(K) change | […] | […] | […] | […] | […] | […] | […] | […] | […] | p.p. | p.p. | […] | […] | […] | […] | […] | […] | […] | […]
|  | Operating expenses sensitivity - increase | [39 empty] | Operating expenses sensitivity - increase | […] | […] | […] | […] | […] | […] | […] | […] | […]
|  |  | Operating expenses change | % | 1% | [36 empty] | Operating expenses change | […] | […] | […] | […] | […] | […] | […] | […] | […] | % | % | […] | […] | […] | […] | […] | […] | […] | […]
|  |  | Net cash flow - base case | EUR | 636156.8757 | -21000 | -158404.9301 | 39000.6559 | 39000.6559 | 39000.6559 | 39000.6559 | 39000.6559 | 39000.6559 | 39000.6559 | 39000.6559 | 39000.6559 | 39000.6559 | 39000.6559 | 39000.6559 | 39000.6559 | 39000.6559 | 39000.6559 | 39000.6559 | 39000.6559 | 152550.6559 | 0 | 0 | 0 | 0 | 0 | 0 | 0 | 0 | 0 | 0 | 0 | 0 | 0 | 0 | 0 | 0 | Net cash flow - base case | […] | […] | […] | […] | […] | […] | […] | […] | […]
|  |  | Change in cash flows | EUR | 5297.9537 | 0 | 236.2081 | 281.2081 | 281.2081 | 281.2081 | 281.2081 | 281.2081 | 281.2081 | 281.2081 | 281.2081 | 281.2081 | 281.2081 | 281.2081 | 281.2081 | 281.2081 | 281.2081 | 281.2081 | 281.2081 | 281.2081 | 281.2081 | 0 | 0 | 0 | 0 | 0 | 0 | 0 | 0 | 0 | 0 | 0 | 0 | 0 | 0 | 0 | 0 | Change in cash flows | […] | […] | […] | […] | […] | […] | […] | […] | […]
|  |  | Net cash flow | EUR | 641454.8294 | -21000 | -158168.722 | 39281.864 | 39281.864 | 39281.864 | 39281.864 | 39281.864 | 39281.864 | 39281.864 | 39281.864 | 39281.864 | 39281.864 | 39281.864 | 39281.864 | 39281.864 | 39281.864 | 39281.864 | 39281.864 | 39281.864 | 152831.864 | 0 | 0 | 0 | 0 | 0 | 0 | 0 | 0 | 0 | 0 | 0 | 0 | 0 | 0 | 0 | 0 | Net cash flow | […] | […] | […] | […] | […] | […] | […] | […] | […]
|  |  | Cumulative net cash flow | EUR |  | -21000 | -179168.722 | -139886.8581 | -100604.9941 | -61323.1301 | -22041.2662 | 17240.5978 | 56522.4618 | 95804.3257 | 135086.1897 | 174368.0537 | 213649.9177 | 252931.7816 | 292213.6456 | 331495.5096 | 370777.3735 | 410059.2375 | 449341.1015 | 488622.9655 | 641454.8294 | 641454.8294 | 641454.8294 | 641454.8294 | 641454.8294 | 641454.8294 | 641454.8294 | 641454.8294 | 641454.8294 | 641454.8294 | 641454.8294 | 641454.8294 | 641454.8294 | 641454.8294 | 641454.8294 | 641454.8294 | 641454.8294 | Cumulative net cash flow | […] | […] | […] | […] | […] | […] | […] | […] | […]
|  |  | Discounted net cash flow | EUR | 345158.5917 | -20192.3077 | -146235.8747 | 34921.434 | 33578.302 | 32286.8288 | 31045.0277 | 29850.9882 | 28702.8732 | 27598.9166 | 26537.4198 | 25516.7498 | 24535.3363 | 23591.6696 | 22684.2976 | 21811.8247 | 20972.9083 | 20166.258 | 19390.6327 | 18644.8391 | 69750.4677 | 0 | 0 | 0 | 0 | 0 | 0 | 0 | 0 | 0 | 0 | 0 | 0 | 0 | 0 | 0 | 0 | Discounted net cash flow | […] | […] | […] | […] | […] | […] | […] | […] | […]
|  |  | Cumulative discounted net cash flow | EUR |  | -20192.3077 | -166428.1824 | -131506.7483 | -97928.4464 | -65641.6176 | -34596.5899 | -4745.6017 | 23957.2715 | 51556.1881 | 78093.6079 | 103610.3577 | 128145.694 | 151737.3636 | 174421.6612 | 196233.4859 | 217206.3942 | 237372.6522 | 256763.2849 | 275408.1241 | 345158.5917 | 345158.5917 | 345158.5917 | 345158.5917 | 345158.5917 | 345158.5917 | 345158.5917 | 345158.5917 | 345158.5917 | 345158.5917 | 345158.5917 | 345158.5917 | 345158.5917 | 345158.5917 | 345158.5917 | 345158.5917 | 345158.5917 | Cumulative discounted net cash flow | […] | […] | […] | […] | […] | […] | […] | […] | […]
|  |  | Profitability measures | [38 empty] | Profitability measures | […] | […] | […] | […] | […] | […] | […] | […] | […]
|  |  | FNPV(K) | EUR | 345158.5917 | [36 empty] | FNPV(K) | […] | […] | […] | […] | […] | […] | […] | […] | […]
|  |  | FRR(K) | % | 21.13% | [36 empty] | FRR(K) | […] | […] | […] | […] | […] | […] | […] | […] | […] | % | % | […] | […] | […] | […] | […] | […] | […] | […]
|  |  | FNPV(K) change | % | 1.027% | [36 empty] | FNPV(K) change | […] | […] | […] | […] | […] | […] | […] | […] | […] | % | % | […] | […] | […] | […] | […] | […] | […] | […]
|  |  | FRR(K) change | p.p. | 0.1817% | [36 empty] | FRR(K) change | […] | […] | […] | […] | […] | […] | […] | […] | […] | p.p. | p.p. | […] | […] | […] | […] | […] | […] | […] | […]
| Revenues sensitivity | [40 empty] | Revenues sensitivity | […] | […] | […] | […] | […] | […] | […] | […] | […]
|  | Revenues sensitivity - decrease | [39 empty] | Revenues sensitivity - decrease | […] | […] | […] | […] | […] | […] | […] | […] | […]
|  |  | Revenues change | % | -1% | [36 empty] | Revenues change | […] | […] | […] | […] | […] | […] | […] | […] | […] | % | % | […] | […] | […] | […] | […] | […] | […] | […]
|  |  | Net cash flow - base case | EUR | 636156.8757 | -21000 | -158404.9301 | 39000.6559 | 39000.6559 | 39000.6559 | 39000.6559 | 39000.6559 | 39000.6559 | 39000.6559 | 39000.6559 | 39000.6559 | 39000.6559 | 39000.6559 | 39000.6559 | 39000.6559 | 39000.6559 | 39000.6559 | 39000.6559 | 39000.6559 | 152550.6559 | 0 | 0 | 0 | 0 | 0 | 0 | 0 | 0 | 0 | 0 | 0 | 0 | 0 | 0 | 0 | 0 | Net cash flow - base case | […] | […] | […] | […] | […] | […] | […] | […] | […]
|  |  | Change in cash flows | EUR | -2028.115 | 0 | -69.7426 | -108.7985 | -108.7985 | -108.7985 | -108.7985 | -108.7985 | -108.7985 | -108.7985 | -108.7985 | -108.7985 | -108.7985 | -108.7985 | -108.7985 | -108.7985 | -108.7985 | -108.7985 | -108.7985 | -108.7985 | -108.7985 | 0 | 0 | 0 | 0 | 0 | 0 | 0 | 0 | 0 | 0 | 0 | 0 | 0 | 0 | 0 | 0 | Change in cash flows | […] | […] | […] | […] | […] | […] | […] | […] | […]
|  |  | Net cash flow | EUR | 634128.7607 | -21000 | -158474.6727 | 38891.8574 | 38891.8574 | 38891.8574 | 38891.8574 | 38891.8574 | 38891.8574 | 38891.8574 | 38891.8574 | 38891.8574 | 38891.8574 | 38891.8574 | 38891.8574 | 38891.8574 | 38891.8574 | 38891.8574 | 38891.8574 | 38891.8574 | 152441.8574 | 0 | 0 | 0 | 0 | 0 | 0 | 0 | 0 | 0 | 0 | 0 | 0 | 0 | 0 | 0 | 0 | Net cash flow | […] | […] | […] | […] | […] | […] | […] | […] | […]
|  |  | Cumulative net cash flow | EUR |  | -21000 | -179474.6727 | -140582.8153 | -101690.9579 | -62799.1005 | -23907.2431 | 14984.6143 | 53876.4717 | 92768.3291 | 131660.1865 | 170552.044 | 209443.9014 | 248335.7588 | 287227.6162 | 326119.4736 | 365011.331 | 403903.1884 | 442795.0458 | 481686.9033 | 634128.7607 | 634128.7607 | 634128.7607 | 634128.7607 | 634128.7607 | 634128.7607 | 634128.7607 | 634128.7607 | 634128.7607 | 634128.7607 | 634128.7607 | 634128.7607 | 634128.7607 | 634128.7607 | 634128.7607 | 634128.7607 | 634128.7607 | Cumulative net cash flow | […] | […] | […] | […] | […] | […] | […] | […] | […]
|  |  | Discounted net cash flow | EUR | 340310.996 | -20192.3077 | -146518.7433 | 34574.7196 | 33244.9227 | 31966.2718 | 30736.7998 | 29554.6152 | 28417.8993 | 27324.9031 | 26273.9453 | 25263.409 | 24291.7394 | 23357.4417 | 22459.0786 | 21595.2679 | 20764.6806 | 19966.0391 | 19198.1145 | 18459.7255 | 69572.4738 | 0 | 0 | 0 | 0 | 0 | 0 | 0 | 0 | 0 | 0 | 0 | 0 | 0 | 0 | 0 | 0 | Discounted net cash flow | […] | […] | […] | […] | […] | […] | […] | […] | […]
|  |  | Cumulative discounted net cash flow | EUR |  | -20192.3077 | -166711.051 | -132136.3314 | -98891.4087 | -66925.1368 | -36188.337 | -6633.7217 | 21784.1775 | 49109.0807 | 75383.026 | 100646.435 | 124938.1744 | 148295.6161 | 170754.6947 | 192349.9625 | 213114.6432 | 233080.6822 | 252278.7967 | 270738.5222 | 340310.996 | 340310.996 | 340310.996 | 340310.996 | 340310.996 | 340310.996 | 340310.996 | 340310.996 | 340310.996 | 340310.996 | 340310.996 | 340310.996 | 340310.996 | 340310.996 | 340310.996 | 340310.996 | 340310.996 | Cumulative discounted net cash flow | […] | […] | […] | […] | […] | […] | […] | […] | […]
|  |  | Profitability measures | [38 empty] | Profitability measures | […] | […] | […] | […] | […] | […] | […] | […] | […]
|  |  | FNPV(K) | EUR | 340310.996 | [36 empty] | FNPV(K) | […] | […] | […] | […] | […] | […] | […] | […] | […]
|  |  | FRR(K) | % | 20.88% | [36 empty] | FRR(K) | […] | […] | […] | […] | […] | […] | […] | […] | […] | % | % | […] | […] | […] | […] | […] | […] | […] | […]
|  |  | FNPV(K) change | % | -0.3916% | [36 empty] | FNPV(K) change | […] | […] | […] | […] | […] | […] | […] | […] | […] | % | % | […] | […] | […] | […] | […] | […] | […] | […]
|  |  | FRR(K) change | p.p. | -0.06766% | [36 empty] | FRR(K) change | […] | […] | […] | […] | […] | […] | […] | […] | […] | p.p. | p.p. | […] | […] | […] | […] | […] | […] | […] | […]
|  | Revenues sensitivity - increase | [39 empty] | Revenues sensitivity - increase | […] | […] | […] | […] | […] | […] | […] | […] | […]
|  |  | Revenues change | % | 1% | [36 empty] | Revenues change | […] | […] | […] | […] | […] | […] | […] | […] | […] | % | % | […] | […] | […] | […] | […] | […] | […] | […]
|  |  | Net cash flow - base case | EUR | 636156.8757 | -21000 | -158404.9301 | 39000.6559 | 39000.6559 | 39000.6559 | 39000.6559 | 39000.6559 | 39000.6559 | 39000.6559 | 39000.6559 | 39000.6559 | 39000.6559 | 39000.6559 | 39000.6559 | 39000.6559 | 39000.6559 | 39000.6559 | 39000.6559 | 39000.6559 | 152550.6559 | 0 | 0 | 0 | 0 | 0 | 0 | 0 | 0 | 0 | 0 | 0 | 0 | 0 | 0 | 0 | 0 | Net cash flow - base case | […] | […] | […] | […] | […] | […] | […] | […] | […]
|  |  | Change in cash flows | EUR | 2028.115 | 0 | 69.7426 | 108.7985 | 108.7985 | 108.7985 | 108.7985 | 108.7985 | 108.7985 | 108.7985 | 108.7985 | 108.7985 | 108.7985 | 108.7985 | 108.7985 | 108.7985 | 108.7985 | 108.7985 | 108.7985 | 108.7985 | 108.7985 | 0 | 0 | 0 | 0 | 0 | 0 | 0 | 0 | 0 | 0 | 0 | 0 | 0 | 0 | 0 | 0 | Change in cash flows | […] | […] | […] | […] | […] | […] | […] | […] | […]
|  |  | Net cash flow | EUR | 638184.9907 | -21000 | -158335.1875 | 39109.4543 | 39109.4543 | 39109.4543 | 39109.4543 | 39109.4543 | 39109.4543 | 39109.4543 | 39109.4543 | 39109.4543 | 39109.4543 | 39109.4543 | 39109.4543 | 39109.4543 | 39109.4543 | 39109.4543 | 39109.4543 | 39109.4543 | 152659.4543 | 0 | 0 | 0 | 0 | 0 | 0 | 0 | 0 | 0 | 0 | 0 | 0 | 0 | 0 | 0 | 0 | Net cash flow | […] | […] | […] | […] | […] | […] | […] | […] | […]
|  |  | Cumulative net cash flow | EUR |  | -21000 | -179335.1875 | -140225.7332 | -101116.2788 | -62006.8245 | -22897.3701 | 16212.0842 | 55321.5386 | 94430.9929 | 133540.4472 | 172649.9016 | 211759.3559 | 250868.8103 | 289978.2646 | 329087.719 | 368197.1733 | 407306.6277 | 446416.082 | 485525.5364 | 638184.9907 | 638184.9907 | 638184.9907 | 638184.9907 | 638184.9907 | 638184.9907 | 638184.9907 | 638184.9907 | 638184.9907 | 638184.9907 | 638184.9907 | 638184.9907 | 638184.9907 | 638184.9907 | 638184.9907 | 638184.9907 | 638184.9907 | Cumulative net cash flow | […] | […] | […] | […] | […] | […] | […] | […] | […]
|  |  | Discounted net cash flow | EUR | 342986.7629 | -20192.3077 | -146389.7814 | 34768.1625 | 33430.9255 | 32145.1207 | 30908.7699 | 29719.971 | 28576.8952 | 27477.7839 | 26420.946 | 25404.7558 | 24427.6498 | 23488.1248 | 22584.7354 | 21716.0917 | 20880.8574 | 20077.7475 | 19305.5265 | 18563.0062 | 69671.7822 | 0 | 0 | 0 | 0 | 0 | 0 | 0 | 0 | 0 | 0 | 0 | 0 | 0 | 0 | 0 | 0 | Discounted net cash flow | […] | […] | […] | […] | […] | […] | […] | […] | […]
|  |  | Cumulative discounted net cash flow | EUR |  | -20192.3077 | -166582.0891 | -131813.9266 | -98383.0011 | -66237.8804 | -35329.1106 | -5609.1395 | 22967.7557 | 50445.5395 | 76866.4856 | 102271.2414 | 126698.8911 | 150187.016 | 172771.7513 | 194487.8431 | 215368.7005 | 235446.448 | 254751.9745 | 273314.9807 | 342986.7629 | 342986.7629 | 342986.7629 | 342986.7629 | 342986.7629 | 342986.7629 | 342986.7629 | 342986.7629 | 342986.7629 | 342986.7629 | 342986.7629 | 342986.7629 | 342986.7629 | 342986.7629 | 342986.7629 | 342986.7629 | 342986.7629 | Cumulative discounted net cash flow | […] | […] | […] | […] | […] | […] | […] | […] | […]
|  |  | Profitability measures | [38 empty] | Profitability measures | […] | […] | […] | […] | […] | […] | […] | […] | […]
|  |  | FNPV(K) | EUR | 342986.7629 | [36 empty] | FNPV(K) | […] | […] | […] | […] | […] | […] | […] | […] | […]
|  |  | FRR(K) | % | 21.02% | [36 empty] | FRR(K) | […] | […] | […] | […] | […] | […] | […] | […] | […] | % | % | […] | […] | […] | […] | […] | […] | […] | […]
|  |  | FNPV(K) change | % | 0.3916% | [36 empty] | FNPV(K) change | […] | […] | […] | […] | […] | […] | […] | […] | […] | % | % | […] | […] | […] | […] | […] | […] | […] | […]
|  |  | FRR(K) change | p.p. | 0.06768% | [36 empty] | FRR(K) change | […] | […] | […] | […] | […] | […] | […] | […] | […] | p.p. | p.p. | […] | […] | […] | […] | […] | […] | […] | […]
Economic profitability - Economic rate of return | [41 empty] | Economic profitability - Economic rate of return | […] | […] | […] | […] | […] | […] | […] | […] | […]
| Capital expenditures sensitivity | [40 empty] | Capital expenditures sensitivity | […] | […] | […] | […] | […] | […] | […] | […] | […]
|  | Capital expenditures sensitivity - decrease | [39 empty] | Capital expenditures sensitivity - decrease | […] | […] | […] | […] | […] | […] | […] | […] | […]
|  |  | Capital expenditures change | % | -1% | [36 empty] | Capital expenditures change | […] | […] | […] | […] | […] | […] | […] | […] | […] | % | % | […] | […] | […] | […] | […] | […] | […] | […]
|  |  | Net cash flow - base case | EUR | 1372725.1431 | -24169.5785 | -175325.6746 | 65378.8859 | 66670.0359 | 67961.1859 | 69252.3359 | 71378.9359 | 73505.5359 | 75632.1359 | 77758.7359 | 79885.3359 | 81935.9859 | 83986.6359 | 86037.2859 | 88087.9359 | 90138.5859 | 92189.2359 | 94239.8859 | 96290.5359 | 211891.1859 | 0 | 0 | 0 | 0 | 0 | 0 | 0 | 0 | 0 | 0 | 0 | 0 | 0 | 0 | 0 | 0 | Net cash flow - base case | […] | […] | […] | […] | […] | […] | […] | […] | […]
|  |  | Change in cash flows | EUR | 2416.9578 | 241.6958 | 2175.2621 | 0 | 0 | 0 | 0 | 0 | 0 | 0 | 0 | 0 | 0 | 0 | 0 | 0 | 0 | 0 | 0 | 0 | 0 | 0 | 0 | 0 | 0 | 0 | 0 | 0 | 0 | 0 | 0 | 0 | 0 | 0 | 0 | 0 | 0 | Change in cash flows | […] | […] | […] | […] | […] | […] | […] | […] | […]
|  |  | Net cash flow | EUR | 1375142.1009 | -23927.8827 | -173150.4125 | 65378.8859 | 66670.0359 | 67961.1859 | 69252.3359 | 71378.9359 | 73505.5359 | 75632.1359 | 77758.7359 | 79885.3359 | 81935.9859 | 83986.6359 | 86037.2859 | 88087.9359 | 90138.5859 | 92189.2359 | 94239.8859 | 96290.5359 | 211891.1859 | 0 | 0 | 0 | 0 | 0 | 0 | 0 | 0 | 0 | 0 | 0 | 0 | 0 | 0 | 0 | 0 | Net cash flow | […] | […] | […] | […] | […] | […] | […] | […] | […]
|  |  | Cumulative net cash flow | EUR |  | -23927.8827 | -197078.2952 | -131699.4093 | -65029.3734 | 2931.8125 | 72184.1484 | 143563.0843 | 217068.6202 | 292700.7561 | 370459.492 | 450344.8279 | 532280.8138 | 616267.4497 | 702304.7356 | 790392.6715 | 880531.2573 | 972720.4932 | 1066960.3791 | 1163250.915 | 1375142.1009 | 1375142.1009 | 1375142.1009 | 1375142.1009 | 1375142.1009 | 1375142.1009 | 1375142.1009 | 1375142.1009 | 1375142.1009 | 1375142.1009 | 1375142.1009 | 1375142.1009 | 1375142.1009 | 1375142.1009 | 1375142.1009 | 1375142.1009 | 1375142.1009 | Cumulative net cash flow | […] | […] | […] | […] | […] | […] | […] | […] | […]
|  |  | Discounted net cash flow | EUR | 906461.8872 | -23230.9541 | -163210.8705 | 59830.9421 | 59235.4634 | 58623.916 | 57997.7411 | 58037.6069 | 58025.9488 | 57965.7345 | 57859.8022 | 57710.8663 | 57468.252 | 57190.8123 | 56880.7817 | 56540.2941 | 56171.3867 | 55776.0038 | 55356.0008 | 54913.1471 | 117319.0122 | 0 | 0 | 0 | 0 | 0 | 0 | 0 | 0 | 0 | 0 | 0 | 0 | 0 | 0 | 0 | 0 | Discounted net cash flow | […] | […] | […] | […] | […] | […] | […] | […] | […]
|  |  | Cumulative discounted net cash flow | EUR |  | -23230.9541 | -186441.8246 | -126610.8824 | -67375.4191 | -8751.5031 | 49246.2379 | 107283.8448 | 165309.7936 | 223275.5281 | 281135.3303 | 338846.1966 | 396314.4486 | 453505.2608 | 510386.0425 | 566926.3366 | 623097.7233 | 678873.7271 | 734229.7279 | 789142.8751 | 906461.8872 | 906461.8872 | 906461.8872 | 906461.8872 | 906461.8872 | 906461.8872 | 906461.8872 | 906461.8872 | 906461.8872 | 906461.8872 | 906461.8872 | 906461.8872 | 906461.8872 | 906461.8872 | 906461.8872 | 906461.8872 | 906461.8872 | Cumulative discounted net cash flow | […] | […] | […] | […] | […] | […] | […] | […] | […]
|  |  | Profitability measures | [38 empty] | Profitability measures | […] | […] | […] | […] | […] | […] | […] | […] | […]
|  |  | ENPV | EUR | 906461.8872 | [36 empty] | ENPV | […] | […] | […] | […] | […] | […] | […] | […] | […]
|  |  | ERR | % | 34.02% | [36 empty] | ERR | […] | […] | […] | […] | […] | […] | […] | […] | […] | % | % | […] | […] | […] | […] | […] | […] | […] | […]
|  |  | ENPV change | % | 0.2527% | [36 empty] | ENPV change | […] | […] | […] | […] | […] | […] | […] | […] | […] | % | % | […] | […] | […] | […] | […] | […] | […] | […]
|  |  | ERR change | p.p. | 0.375% | [36 empty] | ERR change | […] | […] | […] | […] | […] | […] | […] | […] | […] | p.p. | p.p. | […] | […] | […] | […] | […] | […] | […] | […]
|  | Capital expenditures sensitivity - increase | [39 empty] | Capital expenditures sensitivity - increase | […] | […] | […] | […] | […] | […] | […] | […] | […]
|  |  | Capital expenditures change | % | 1% | [36 empty] | Capital expenditures change | […] | […] | […] | […] | […] | […] | […] | […] | […] | % | % | […] | […] | […] | […] | […] | […] | […] | […]
|  |  | Net cash flow - base case | EUR | 1372725.1431 | -24169.5785 | -175325.6746 | 65378.8859 | 66670.0359 | 67961.1859 | 69252.3359 | 71378.9359 | 73505.5359 | 75632.1359 | 77758.7359 | 79885.3359 | 81935.9859 | 83986.6359 | 86037.2859 | 88087.9359 | 90138.5859 | 92189.2359 | 94239.8859 | 96290.5359 | 211891.1859 | 0 | 0 | 0 | 0 | 0 | 0 | 0 | 0 | 0 | 0 | 0 | 0 | 0 | 0 | 0 | 0 | Net cash flow - base case | […] | […] | […] | […] | […] | […] | […] | […] | […]
|  |  | Change in cash flows | EUR | -2416.9578 | -241.6958 | -2175.2621 | 0 | 0 | 0 | 0 | 0 | 0 | 0 | 0 | 0 | 0 | 0 | 0 | 0 | 0 | 0 | 0 | 0 | 0 | 0 | 0 | 0 | 0 | 0 | 0 | 0 | 0 | 0 | 0 | 0 | 0 | 0 | 0 | 0 | 0 | Change in cash flows | […] | […] | […] | […] | […] | […] | […] | […] | […]
|  |  | Net cash flow | EUR | 1370308.1852 | -24411.2743 | -177500.9367 | 65378.8859 | 66670.0359 | 67961.1859 | 69252.3359 | 71378.9359 | 73505.5359 | 75632.1359 | 77758.7359 | 79885.3359 | 81935.9859 | 83986.6359 | 86037.2859 | 88087.9359 | 90138.5859 | 92189.2359 | 94239.8859 | 96290.5359 | 211891.1859 | 0 | 0 | 0 | 0 | 0 | 0 | 0 | 0 | 0 | 0 | 0 | 0 | 0 | 0 | 0 | 0 | Net cash flow | […] | […] | […] | […] | […] | […] | […] | […] | […]
|  |  | Cumulative net cash flow | EUR |  | -24411.2743 | -201912.2109 | -136533.325 | -69863.2891 | -1902.1032 | 67350.2327 | 138729.1686 | 212234.7045 | 287866.8404 | 365625.5763 | 445510.9122 | 527446.8981 | 611433.534 | 697470.8199 | 785558.7558 | 875697.3417 | 967886.5776 | 1062126.4634 | 1158416.9993 | 1370308.1852 | 1370308.1852 | 1370308.1852 | 1370308.1852 | 1370308.1852 | 1370308.1852 | 1370308.1852 | 1370308.1852 | 1370308.1852 | 1370308.1852 | 1370308.1852 | 1370308.1852 | 1370308.1852 | 1370308.1852 | 1370308.1852 | 1370308.1852 | 1370308.1852 | Cumulative net cash flow | […] | […] | […] | […] | […] | […] | […] | […] | […]
|  |  | Discounted net cash flow | EUR | 901891.7888 | -23700.2663 | -167311.6568 | 59830.9421 | 59235.4634 | 58623.916 | 57997.7411 | 58037.6069 | 58025.9488 | 57965.7345 | 57859.8022 | 57710.8663 | 57468.252 | 57190.8123 | 56880.7817 | 56540.2941 | 56171.3867 | 55776.0038 | 55356.0008 | 54913.1471 | 117319.0122 | 0 | 0 | 0 | 0 | 0 | 0 | 0 | 0 | 0 | 0 | 0 | 0 | 0 | 0 | 0 | 0 | Discounted net cash flow | […] | […] | […] | […] | […] | […] | […] | […] | […]
|  |  | Cumulative discounted net cash flow | EUR |  | -23700.2663 | -191011.923 | -131180.9809 | -71945.5175 | -13321.6016 | 44676.1395 | 102713.7464 | 160739.6952 | 218705.4296 | 276565.2318 | 334276.0982 | 391744.3501 | 448935.1624 | 505815.9441 | 562356.2381 | 618527.6248 | 674303.6287 | 729659.6295 | 784572.7766 | 901891.7888 | 901891.7888 | 901891.7888 | 901891.7888 | 901891.7888 | 901891.7888 | 901891.7888 | 901891.7888 | 901891.7888 | 901891.7888 | 901891.7888 | 901891.7888 | 901891.7888 | 901891.7888 | 901891.7888 | 901891.7888 | 901891.7888 | Cumulative discounted net cash flow | […] | […] | […] | […] | […] | […] | […] | […] | […]
|  |  | Profitability measures | [38 empty] | Profitability measures | […] | […] | […] | […] | […] | […] | […] | […] | […]
|  |  | ENPV | EUR | 901891.7888 | [36 empty] | ENPV | […] | […] | […] | […] | […] | […] | […] | […] | […]
|  |  | ERR | % | 33.28% | [36 empty] | ERR | […] | […] | […] | […] | […] | […] | […] | […] | […] | % | % | […] | […] | […] | […] | […] | […] | […] | […]
|  |  | ENPV change | % | -0.2527% | [36 empty] | ENPV change | […] | […] | […] | […] | […] | […] | […] | […] | […] | % | % | […] | […] | […] | […] | […] | […] | […] | […]
|  |  | ERR change | p.p. | -0.3667% | [36 empty] | ERR change | […] | […] | […] | […] | […] | […] | […] | […] | […] | p.p. | p.p. | […] | […] | […] | […] | […] | […] | […] | […]
| Operating expenses sensitivity | [40 empty] | Operating expenses sensitivity | […] | […] | […] | […] | […] | […] | […] | […] | […]
|  | Operating expenses sensitivity - decrease | [39 empty] | Operating expenses sensitivity - decrease | […] | […] | […] | […] | […] | […] | […] | […] | […]
|  |  | Operating expenses change | % | -1% | [36 empty] | Operating expenses change | […] | […] | […] | […] | […] | […] | […] | […] | […] | % | % | […] | […] | […] | […] | […] | […] | […] | […]
|  |  | Net cash flow - base case | EUR | 1372725.1431 | -24169.5785 | -175325.6746 | 65378.8859 | 66670.0359 | 67961.1859 | 69252.3359 | 71378.9359 | 73505.5359 | 75632.1359 | 77758.7359 | 79885.3359 | 81935.9859 | 83986.6359 | 86037.2859 | 88087.9359 | 90138.5859 | 92189.2359 | 94239.8859 | 96290.5359 | 211891.1859 | 0 | 0 | 0 | 0 | 0 | 0 | 0 | 0 | 0 | 0 | 0 | 0 | 0 | 0 | 0 | 0 | Net cash flow - base case | […] | […] | […] | […] | […] | […] | […] | […] | […]
|  |  | Change in cash flows | EUR | -4688.4546 | 0 | -209.0337 | -248.8567 | -248.8567 | -248.8567 | -248.8567 | -248.8567 | -248.8567 | -248.8567 | -248.8567 | -248.8567 | -248.8567 | -248.8567 | -248.8567 | -248.8567 | -248.8567 | -248.8567 | -248.8567 | -248.8567 | -248.8567 | 0 | 0 | 0 | 0 | 0 | 0 | 0 | 0 | 0 | 0 | 0 | 0 | 0 | 0 | 0 | 0 | Change in cash flows | […] | […] | […] | […] | […] | […] | […] | […] | […]
|  |  | Net cash flow | EUR | 1368036.6885 | -24169.5785 | -175534.7083 | 65130.0292 | 66421.1792 | 67712.3292 | 69003.4792 | 71130.0792 | 73256.6792 | 75383.2792 | 77509.8792 | 79636.4792 | 81687.1292 | 83737.7792 | 85788.4292 | 87839.0792 | 89889.7292 | 91940.3792 | 93991.0292 | 96041.6792 | 211642.3292 | 0 | 0 | 0 | 0 | 0 | 0 | 0 | 0 | 0 | 0 | 0 | 0 | 0 | 0 | 0 | 0 | Net cash flow | […] | […] | […] | […] | […] | […] | […] | […] | […]
|  |  | Cumulative net cash flow | EUR |  | -24169.5785 | -199704.2868 | -134574.2576 | -68153.0784 | -440.7492 | 68562.7299 | 139692.8091 | 212949.4883 | 288332.7675 | 365842.6467 | 445479.1258 | 527166.255 | 610904.0342 | 696692.4634 | 784531.5426 | 874421.2717 | 966361.6509 | 1060352.6801 | 1156394.3593 | 1368036.6885 | 1368036.6885 | 1368036.6885 | 1368036.6885 | 1368036.6885 | 1368036.6885 | 1368036.6885 | 1368036.6885 | 1368036.6885 | 1368036.6885 | 1368036.6885 | 1368036.6885 | 1368036.6885 | 1368036.6885 | 1368036.6885 | 1368036.6885 | 1368036.6885 | Cumulative net cash flow | […] | […] | […] | […] | […] | […] | […] | […] | […]
|  |  | Discounted net cash flow | EUR | 900753.6239 | -23465.6102 | -165458.298 | 59603.203 | 59014.3574 | 58409.25 | 57789.3275 | 57835.2636 | 57829.499 | 57775.0065 | 57674.6294 | 57531.087 | 57293.7089 | 57021.3529 | 56716.2581 | 56380.5624 | 56016.3074 | 55625.4414 | 55209.8237 | 54771.2276 | 117181.2262 | 0 | 0 | 0 | 0 | 0 | 0 | 0 | 0 | 0 | 0 | 0 | 0 | 0 | 0 | 0 | 0 | Discounted net cash flow | […] | […] | […] | […] | […] | […] | […] | […] | […]
|  |  | Cumulative discounted net cash flow | EUR |  | -23465.6102 | -188923.9081 | -129320.7051 | -70306.3477 | -11897.0978 | 45892.2297 | 103727.4933 | 161556.9923 | 219331.9988 | 277006.6282 | 334537.7152 | 391831.4241 | 448852.777 | 505569.0351 | 561949.5975 | 617965.9049 | 673591.3463 | 728801.17 | 783572.3977 | 900753.6239 | 900753.6239 | 900753.6239 | 900753.6239 | 900753.6239 | 900753.6239 | 900753.6239 | 900753.6239 | 900753.6239 | 900753.6239 | 900753.6239 | 900753.6239 | 900753.6239 | 900753.6239 | 900753.6239 | 900753.6239 | 900753.6239 | Cumulative discounted net cash flow | […] | […] | […] | […] | […] | […] | […] | […] | […]
|  |  | Profitability measures | [38 empty] | Profitability measures | […] | […] | […] | […] | […] | […] | […] | […] | […]
|  |  | ENPV | EUR | 900753.6239 | [36 empty] | ENPV | […] | […] | […] | […] | […] | […] | […] | […] | […]
|  |  | ERR | % | 33.51% | [36 empty] | ERR | […] | […] | […] | […] | […] | […] | […] | […] | […] | % | % | […] | […] | […] | […] | […] | […] | […] | […]
|  |  | ENPV change | % | -0.3786% | [36 empty] | ENPV change | […] | […] | […] | […] | […] | […] | […] | […] | […] | % | % | […] | […] | […] | […] | […] | […] | […] | […]
|  |  | ERR change | p.p. | -0.1401% | [36 empty] | ERR change | […] | […] | […] | […] | […] | […] | […] | […] | […] | p.p. | p.p. | […] | […] | […] | […] | […] | […] | […] | […]
|  | Operating expenses sensitivity - increase | [39 empty] | Operating expenses sensitivity - increase | […] | […] | […] | […] | […] | […] | […] | […] | […]
|  |  | Operating expenses change | % | 1% | [36 empty] | Operating expenses change | […] | […] | […] | […] | […] | […] | […] | […] | […] | % | % | […] | […] | […] | […] | […] | […] | […] | […]
|  |  | Net cash flow - base case | EUR | 1372725.1431 | -24169.5785 | -175325.6746 | 65378.8859 | 66670.0359 | 67961.1859 | 69252.3359 | 71378.9359 | 73505.5359 | 75632.1359 | 77758.7359 | 79885.3359 | 81935.9859 | 83986.6359 | 86037.2859 | 88087.9359 | 90138.5859 | 92189.2359 | 94239.8859 | 96290.5359 | 211891.1859 | 0 | 0 | 0 | 0 | 0 | 0 | 0 | 0 | 0 | 0 | 0 | 0 | 0 | 0 | 0 | 0 | Net cash flow - base case | […] | […] | […] | […] | […] | […] | […] | […] | […]
|  |  | Change in cash flows | EUR | 4688.4546 | 0 | 209.0337 | 248.8567 | 248.8567 | 248.8567 | 248.8567 | 248.8567 | 248.8567 | 248.8567 | 248.8567 | 248.8567 | 248.8567 | 248.8567 | 248.8567 | 248.8567 | 248.8567 | 248.8567 | 248.8567 | 248.8567 | 248.8567 | 0 | 0 | 0 | 0 | 0 | 0 | 0 | 0 | 0 | 0 | 0 | 0 | 0 | 0 | 0 | 0 | Change in cash flows | […] | […] | […] | […] | […] | […] | […] | […] | […]
|  |  | Net cash flow | EUR | 1377413.5977 | -24169.5785 | -175116.6409 | 65627.7426 | 66918.8926 | 68210.0426 | 69501.1926 | 71627.7926 | 73754.3926 | 75880.9926 | 78007.5926 | 80134.1926 | 82184.8426 | 84235.4926 | 86286.1426 | 88336.7926 | 90387.4426 | 92438.0926 | 94488.7426 | 96539.3926 | 212140.0426 | 0 | 0 | 0 | 0 | 0 | 0 | 0 | 0 | 0 | 0 | 0 | 0 | 0 | 0 | 0 | 0 | Net cash flow | […] | […] | […] | […] | […] | […] | […] | […] | […]
|  |  | Cumulative net cash flow | EUR |  | -24169.5785 | -199286.2194 | -133658.4767 | -66739.5841 | 1470.4585 | 70971.6511 | 142599.4437 | 216353.8363 | 292234.829 | 370242.4216 | 450376.6142 | 532561.4568 | 616796.9494 | 703083.092 | 791419.8846 | 881807.3273 | 974245.4199 | 1068734.1625 | 1165273.5551 | 1377413.5977 | 1377413.5977 | 1377413.5977 | 1377413.5977 | 1377413.5977 | 1377413.5977 | 1377413.5977 | 1377413.5977 | 1377413.5977 | 1377413.5977 | 1377413.5977 | 1377413.5977 | 1377413.5977 | 1377413.5977 | 1377413.5977 | 1377413.5977 | 1377413.5977 | Cumulative net cash flow | […] | […] | […] | […] | […] | […] | […] | […] | […]
|  |  | Discounted net cash flow | EUR | 907600.0521 | -23465.6102 | -165064.2293 | 60058.6813 | 59456.5693 | 58838.5819 | 58206.1546 | 58239.9502 | 58222.3986 | 58156.4624 | 58044.975 | 57890.6457 | 57642.7951 | 57360.2716 | 57045.3053 | 56700.0257 | 56326.466 | 55926.5663 | 55502.1779 | 55055.0666 | 117456.7981 | 0 | 0 | 0 | 0 | 0 | 0 | 0 | 0 | 0 | 0 | 0 | 0 | 0 | 0 | 0 | 0 | Discounted net cash flow | […] | […] | […] | […] | […] | […] | […] | […] | […]
|  |  | Cumulative discounted net cash flow | EUR |  | -23465.6102 | -188529.8395 | -128471.1582 | -69014.5889 | -10176.0069 | 48030.1477 | 106270.0979 | 164492.4965 | 222648.9589 | 280693.9339 | 338584.5796 | 396227.3747 | 453587.6462 | 510632.9515 | 567332.9772 | 623659.4432 | 679586.0095 | 735088.1873 | 790143.254 | 907600.0521 | 907600.0521 | 907600.0521 | 907600.0521 | 907600.0521 | 907600.0521 | 907600.0521 | 907600.0521 | 907600.0521 | 907600.0521 | 907600.0521 | 907600.0521 | 907600.0521 | 907600.0521 | 907600.0521 | 907600.0521 | 907600.0521 | Cumulative discounted net cash flow | […] | […] | […] | […] | […] | […] | […] | […] | […]
|  |  | Profitability measures | [38 empty] | Profitability measures | […] | […] | […] | […] | […] | […] | […] | […] | […]
|  |  | ENPV | EUR | 907600.0521 | [36 empty] | ENPV | […] | […] | […] | […] | […] | […] | […] | […] | […]
|  |  | ERR | % | 33.79% | [36 empty] | ERR | […] | […] | […] | […] | […] | […] | […] | […] | […] | % | % | […] | […] | […] | […] | […] | […] | […] | […]
|  |  | ENPV change | % | 0.3786% | [36 empty] | ENPV change | […] | […] | […] | […] | […] | […] | […] | […] | […] | % | % | […] | […] | […] | […] | […] | […] | […] | […]
|  |  | ERR change | p.p. | 0.1403% | [36 empty] | ERR change | […] | […] | […] | […] | […] | […] | […] | […] | […] | p.p. | p.p. | […] | […] | […] | […] | […] | […] | […] | […]
| Benefits sensitivity | [40 empty] | Benefits sensitivity | […] | […] | […] | […] | […] | […] | […] | […] | […]
|  | Benefits sensitivity - decrease | [39 empty] | Benefits sensitivity - decrease | […] | […] | […] | […] | […] | […] | […] | […] | […]
|  |  | Benefits change | % | -1% | [36 empty] | Benefits change | […] | […] | […] | […] | […] | […] | […] | […] | […] | % | % | […] | […] | […] | […] | […] | […] | […] | […]
|  |  | Net cash flow - base case | EUR | 1372725.1431 | -24169.5785 | -175325.6746 | 65378.8859 | 66670.0359 | 67961.1859 | 69252.3359 | 71378.9359 | 73505.5359 | 75632.1359 | 77758.7359 | 79885.3359 | 81935.9859 | 83986.6359 | 86037.2859 | 88087.9359 | 90138.5859 | 92189.2359 | 94239.8859 | 96290.5359 | 211891.1859 | 0 | 0 | 0 | 0 | 0 | 0 | 0 | 0 | 0 | 0 | 0 | 0 | 0 | 0 | 0 | 0 | Net cash flow - base case | […] | […] | […] | […] | […] | […] | […] | […] | […]
|  |  | Change in cash flows | EUR | -8292.1396 | 0 | -143.229 | -296.1337 | -309.0452 | -321.9567 | -334.8682 | -356.1342 | -377.4002 | -398.6662 | -419.9322 | -441.1982 | -461.7047 | -482.2112 | -502.7177 | -523.2242 | -543.7307 | -564.2372 | -584.7437 | -605.2502 | -625.7567 | 0 | 0 | 0 | 0 | 0 | 0 | 0 | 0 | 0 | 0 | 0 | 0 | 0 | 0 | 0 | 0 | Change in cash flows | […] | […] | […] | […] | […] | […] | […] | […] | […]
|  |  | Net cash flow | EUR | 1364433.0035 | -24169.5785 | -175468.9036 | 65082.7522 | 66360.9907 | 67639.2292 | 68917.4677 | 71022.8017 | 73128.1357 | 75233.4697 | 77338.8037 | 79444.1377 | 81474.2812 | 83504.4247 | 85534.5682 | 87564.7117 | 89594.8552 | 91624.9987 | 93655.1422 | 95685.2857 | 211265.4292 | 0 | 0 | 0 | 0 | 0 | 0 | 0 | 0 | 0 | 0 | 0 | 0 | 0 | 0 | 0 | 0 | Net cash flow | […] | […] | […] | […] | […] | […] | […] | […] | […]
|  |  | Cumulative net cash flow | EUR |  | -24169.5785 | -199638.4821 | -134555.7298 | -68194.7391 | -555.5099 | 68361.9578 | 139384.7596 | 212512.8953 | 287746.365 | 365085.1687 | 444529.3065 | 526003.5877 | 609508.0124 | 695042.5806 | 782607.2923 | 872202.1476 | 963827.1463 | 1057482.2885 | 1153167.5742 | 1364433.0035 | 1364433.0035 | 1364433.0035 | 1364433.0035 | 1364433.0035 | 1364433.0035 | 1364433.0035 | 1364433.0035 | 1364433.0035 | 1364433.0035 | 1364433.0035 | 1364433.0035 | 1364433.0035 | 1364433.0035 | 1364433.0035 | 1364433.0035 | 1364433.0035 | Cumulative net cash flow | […] | […] | […] | […] | […] | […] | […] | […] | […]
|  |  | Discounted net cash flow | EUR | 898378.1363 | -23465.6102 | -165396.2707 | 59559.9379 | 58960.8807 | 58346.1933 | 57717.2942 | 57748.0372 | 57728.0256 | 57660.19 | 57547.3332 | 57392.1354 | 57144.4216 | 56862.4499 | 56548.4261 | 56204.4564 | 55832.5517 | 55434.6311 | 55012.5255 | 54567.9814 | 116972.5459 | 0 | 0 | 0 | 0 | 0 | 0 | 0 | 0 | 0 | 0 | 0 | 0 | 0 | 0 | 0 | 0 | Discounted net cash flow | […] | […] | […] | […] | […] | […] | […] | […] | […]
|  |  | Cumulative discounted net cash flow | EUR |  | -23465.6102 | -188861.8809 | -129301.943 | -70341.0623 | -11994.869 | 45722.4253 | 103470.4625 | 161198.4881 | 218858.6781 | 276406.0114 | 333798.1467 | 390942.5684 | 447805.0183 | 504353.4443 | 560557.9007 | 616390.4524 | 671825.0835 | 726837.609 | 781405.5904 | 898378.1363 | 898378.1363 | 898378.1363 | 898378.1363 | 898378.1363 | 898378.1363 | 898378.1363 | 898378.1363 | 898378.1363 | 898378.1363 | 898378.1363 | 898378.1363 | 898378.1363 | 898378.1363 | 898378.1363 | 898378.1363 | 898378.1363 | Cumulative discounted net cash flow | […] | […] | […] | […] | […] | […] | […] | […] | […]
|  |  | Profitability measures | [38 empty] | Profitability measures | […] | […] | […] | […] | […] | […] | […] | […] | […]
|  |  | ENPV | EUR | 898378.1363 | [36 empty] | ENPV | […] | […] | […] | […] | […] | […] | […] | […] | […]
|  |  | ERR | % | 33.48% | [36 empty] | ERR | […] | […] | […] | […] | […] | […] | […] | […] | […] | % | % | […] | […] | […] | […] | […] | […] | […] | […]
|  |  | ENPV change | % | -0.6413% | [36 empty] | ENPV change | […] | […] | […] | […] | […] | […] | […] | […] | […] | % | % | […] | […] | […] | […] | […] | […] | […] | […]
|  |  | ERR change | p.p. | -0.1716% | [36 empty] | ERR change | […] | […] | […] | […] | […] | […] | […] | […] | […] | p.p. | p.p. | […] | […] | […] | […] | […] | […] | […] | […]
|  | Benefits sensitivity - increase | [39 empty] | Benefits sensitivity - increase | […] | […] | […] | […] | […] | […] | […] | […] | […]
|  |  | Benefits change | % | 1% | [36 empty] | Benefits change | […] | […] | […] | […] | […] | […] | […] | […] | […] | % | % | […] | […] | […] | […] | […] | […] | […] | […]
|  |  | Net cash flow - base case | EUR | 1372725.1431 | -24169.5785 | -175325.6746 | 65378.8859 | 66670.0359 | 67961.1859 | 69252.3359 | 71378.9359 | 73505.5359 | 75632.1359 | 77758.7359 | 79885.3359 | 81935.9859 | 83986.6359 | 86037.2859 | 88087.9359 | 90138.5859 | 92189.2359 | 94239.8859 | 96290.5359 | 211891.1859 | 0 | 0 | 0 | 0 | 0 | 0 | 0 | 0 | 0 | 0 | 0 | 0 | 0 | 0 | 0 | 0 | Net cash flow - base case | […] | […] | […] | […] | […] | […] | […] | […] | […]
|  |  | Change in cash flows | EUR | 8292.1396 | 0 | 143.229 | 296.1337 | 309.0452 | 321.9567 | 334.8682 | 356.1342 | 377.4002 | 398.6662 | 419.9322 | 441.1982 | 461.7047 | 482.2112 | 502.7177 | 523.2242 | 543.7307 | 564.2372 | 584.7437 | 605.2502 | 625.7567 | 0 | 0 | 0 | 0 | 0 | 0 | 0 | 0 | 0 | 0 | 0 | 0 | 0 | 0 | 0 | 0 | Change in cash flows | […] | […] | […] | […] | […] | […] | […] | […] | […]
|  |  | Net cash flow | EUR | 1381017.2827 | -24169.5785 | -175182.4456 | 65675.0196 | 66979.0811 | 68283.1426 | 69587.2041 | 71735.0701 | 73882.9361 | 76030.8021 | 78178.6681 | 80326.5341 | 82397.6906 | 84468.8471 | 86540.0036 | 88611.1601 | 90682.3166 | 92753.4731 | 94824.6296 | 96895.7861 | 212516.9426 | 0 | 0 | 0 | 0 | 0 | 0 | 0 | 0 | 0 | 0 | 0 | 0 | 0 | 0 | 0 | 0 | Net cash flow | […] | […] | […] | […] | […] | […] | […] | […] | […]
|  |  | Cumulative net cash flow | EUR |  | -24169.5785 | -199352.0241 | -133677.0045 | -66697.9234 | 1585.2192 | 71172.4232 | 142907.4933 | 216790.4294 | 292821.2314 | 370999.8995 | 451326.4336 | 533724.1241 | 618192.9712 | 704732.9748 | 793344.1349 | 884026.4514 | 976779.9245 | 1071604.5541 | 1168500.3401 | 1381017.2827 | 1381017.2827 | 1381017.2827 | 1381017.2827 | 1381017.2827 | 1381017.2827 | 1381017.2827 | 1381017.2827 | 1381017.2827 | 1381017.2827 | 1381017.2827 | 1381017.2827 | 1381017.2827 | 1381017.2827 | 1381017.2827 | 1381017.2827 | 1381017.2827 | Cumulative net cash flow | […] | […] | […] | […] | […] | […] | […] | […] | […]
|  |  | Discounted net cash flow | EUR | 909975.5397 | -23465.6102 | -165126.2566 | 60101.9464 | 59510.046 | 58901.6386 | 58278.1879 | 58327.1765 | 58323.872 | 58271.2789 | 58172.2712 | 58029.5973 | 57792.0823 | 57519.1746 | 57213.1373 | 56876.1318 | 56510.2217 | 56117.3766 | 55699.4761 | 55258.3129 | 117665.4785 | 0 | 0 | 0 | 0 | 0 | 0 | 0 | 0 | 0 | 0 | 0 | 0 | 0 | 0 | 0 | 0 | Discounted net cash flow | […] | […] | […] | […] | […] | […] | […] | […] | […]
|  |  | Cumulative discounted net cash flow | EUR |  | -23465.6102 | -188591.8667 | -128489.9203 | -68979.8743 | -10078.2357 | 48199.9522 | 106527.1287 | 164851.0007 | 223122.2796 | 281294.5508 | 339324.148 | 397116.2304 | 454635.405 | 511848.5423 | 568724.674 | 625234.8957 | 681352.2723 | 737051.7484 | 792310.0612 | 909975.5397 | 909975.5397 | 909975.5397 | 909975.5397 | 909975.5397 | 909975.5397 | 909975.5397 | 909975.5397 | 909975.5397 | 909975.5397 | 909975.5397 | 909975.5397 | 909975.5397 | 909975.5397 | 909975.5397 | 909975.5397 | 909975.5397 | Cumulative discounted net cash flow | […] | […] | […] | […] | […] | […] | […] | […] | […]
|  |  | Profitability measures | [38 empty] | Profitability measures | […] | […] | […] | […] | […] | […] | […] | […] | […]
|  |  | ENPV | EUR | 909975.5397 | [36 empty] | ENPV | […] | […] | […] | […] | […] | […] | […] | […] | […]
|  |  | ERR | % | 33.82% | [36 empty] | ERR | […] | […] | […] | […] | […] | […] | […] | […] | […] | % | % | […] | […] | […] | […] | […] | […] | […] | […]
|  |  | ENPV change | % | 0.6413% | [36 empty] | ENPV change | […] | […] | […] | […] | […] | […] | […] | […] | […] | % | % | […] | […] | […] | […] | […] | […] | […] | […]
|  |  | ERR change | p.p. | 0.1716% | [36 empty] | ERR change | […] | […] | […] | […] | […] | […] | […] | […] | […] | p.p. | p.p. | […] | […] | […] | […] | […] | […] | […] | […]

## Dashboard
DASHBOARD
1. Identification of the project
| Name of the project beneficiary: | Company ABC
| Name of the investment project: | Project XYZ
2. Summary of the operating assumptions
3. Comparison of different financing options
Comparison of the investment and financing costs for different funding options (EUR)
4. Summary of the financial and economic analysis assumptions
5. Results of the financial and economic analysis
6. Sensitivity analysis

## Config (hidden)
TOOL CONFIGURATION |  |  | Unit |  | 2025 | 2026 | 2027 | 2028 | 2029 | 2030 | 2031 | 2032 | 2033 | 2034 | 2035 | 2036 | 2037 | 2038 | 2039 | 2040 | 2041 | 2042 | 2043 | 2044 | [16 empty] | Language | [9 empty] | Units
[5 empty] | Construction | Construction | Operation | Operation | Operation | Operation | Operation | Operation | Operation | Operation | Operation | Operation | Operation | Operation | Operation | Operation | Operation | Operation | Operation | Operation | [16 empty] | English | Polish | […] | […] | […] | […] | […] | […] | […] | […] | English | Polish | […] | […] | […] | […] | […] | […] | […] | […]
Timeline
|  | Forecast period start | year | 2025
|  | Investment period | # | 2 | 1 | 1 | 0 | 0 | 0 | 0 | 0 | 0 | 0 | 0 | 0 | 0 | 0 | 0 | 0 | 0 | 0 | 0 | 0 | 0 | 0 | 0 | 0 | 0 | 0 | 0 | 0 | 0 | 0 | 0 | 0 | 0 | 0 | 0 | 0 | 0
|  | Operating period | # | 20 | 0 | 0 | 1 | 1 | 1 | 1 | 1 | 1 | 1 | 1 | 1 | 1 | 1 | 1 | 1 | 1 | 1 | 1 | 1 | 1 | 0 | 0 | 0 | 0 | 0 | 0 | 0 | 0 | 0 | 0 | 0 | 0 | 0 | 0 | 0 | 0
|  | Project period | # | [21 empty] | 0 | 0 | 0 | 0 | 0 | 0 | 0 | 0 | 0 | 0 | 0 | 0 | 0 | 0 | 0 | 0 | bar: 2025 to 2044
|  | Operating period counter | # |  | 0 | 0 | 1 | 2 | 3 | 4 | 5 | 6 | 7 | 8 | 9 | 10 | 11 | 12 | 13 | 14 | 15 | 16 | 17 | 18 | 0 | 0 | 0 | 0 | 0 | 0 | 0 | 0 | 0 | 0 | 0 | 0 | 0 | 0 | 0 | 0
|  | Project period counter | # |  | 1 | 2 | 3 | 4 | 5 | 6 | 7 | 8 | 9 | 10 | 11 | 12 | 13 | 14 | 15 | 16 | 17 | 18 | 19 | 20 | 0 | 0 | 0 | 0 | 0 | 0 | 0 | 0 | 0 | 0 | 0 | 0 | 0 | 0 | 0 | 0
|  | Project year | year | 2044 | 2025 | 2026 | 2027 | 2028 | 2029 | 2030 | 2031 | 2032 | 2033 | 2034 | 2035 | 2036 | 2037 | 2038 | 2039 | 2040 | 2041 | 2042 | 2043 | 2044
|  | Period definition | # |  | Construction | Construction | Operation | Operation | Operation | Operation | Operation | Operation | Operation | Operation | Operation | Operation | Operation | Operation | Operation | Operation | Operation | Operation | Operation | Operation
|  | Period number | # |  | 1 | 2 | 3 | 4 | 5 | 6 | 7 | 8 | 9 | 10 | 11 | 12 | 13 | 14 | 15 | 16 | 17 | 18 | 19 | 20 | 21 | 22 | 23 | 24 | 25 | 26 | 27 | 28 | 29 | 30 | 31 | 32 | 33 | 34 | 35 | 36
|  | Year | year |  | 2025 | 2026 | 2027 | 2028 | 2029 | 2030 | 2031 | 2032 | 2033 | 2034 | 2035 | 2036 | 2037 | 2038 | 2039 | 2040 | 2041 | 2042 | 2043 | 2044 | 2045 | 2046 | 2047 | 2048 | 2049 | 2050 | 2051 | 2052 | 2053 | 2054 | 2055 | 2056 | 2057 | 2058 | 2059 | 2060
Constants
| Defined constants |  |  |  | 1 2025: Constant; 2 2026: Name
|  | Thousand | # |  | 1 2025: 1000; 2 2026: ConstThs
|  | Million | # |  | 1 2025: 1000000; 2 2026: ConstMln
|  | No. of months in a year | # |  | 1 2025: 12; 2 2026: ConstMthsInYear
|  | No. of months in a quarter | # |  | 1 2025: 3; 2 2026: ConstMthsInQtr
|  | No. of quarters in a year | # |  | 1 2025: 4; 2 2026: ConstQtrsInYear
|  | Average no. of days in a year | # |  | 1 2025: 365.25; 2 2026: ConstDaysInYear
Dropdown lists
| Project period |  |  |  | 2 2026: English; 3 2027: Polish; 4 2028: […]; 5 2029: […]; 6 2030: […]; 7 2031: […]; 8 2032: […]; 9 2033: […]; 10 2034: […]; 11 2035: […]
|  | Construction | text |  | 1 2025: Construction; 2 2026: Construction; 3 2027: Budowa
|  | Operation | text |  | 1 2025: Operation; 2 2026: Operation; 3 2027: Operacje
Languages
|  | English | text |  | 1 2025: English
|  | Polish | text |  | 1 2025: Polish
|  | […] | text |  | 1 2025: […]
|  | […] | text |  | 1 2025: […]
|  | […] | text |  | 1 2025: […]
|  | […] | text |  | 1 2025: […]
|  | […] | text |  | 1 2025: […]
|  | […] | text |  | 1 2025: […]
|  | […] | text |  | 1 2025: […]
|  | […] | text |  | 1 2025: […]
Currencies
|  | EUR | text |  | 1 2025: EUR
|  | PLN | text |  | 1 2025: PLN
|  | […] | text |  | 1 2025: […]
|  | […] | text |  | 1 2025: […]
|  | […] | text |  | 1 2025: […]
|  | […] | text |  | 1 2025: […]
|  | […] | text |  | 1 2025: […]
|  | […] | text |  | 1 2025: […]
|  | […] | text |  | 1 2025: […]
|  | […] | text |  | 1 2025: […]
Countries
|  | Poland | text |  | 1 2025: Poland
|  | Croatia | text |  | 1 2025: Croatia
|  | Germany | text |  | 1 2025: Germany
|  | Austria | text |  | 1 2025: Austria
|  | Italy | text |  | 1 2025: Italy
|  | Slovenia | text |  | 1 2025: Slovenia
|  | […] | text |  | 1 2025: […]
|  | […] | text |  | 1 2025: […]
|  | […] | text |  | 1 2025: […]
|  | […] | text |  | 1 2025: […]
First year of infrastructure roll-out
|  | Year no. 1 | text |  | 1 2025: 2025
|  | Year no. 2 | text |  | 1 2025: 2026
|  | Year no. 3 | text |  | 1 2025: 2027
|  | Year no. 4 | text |  | 1 2025: 2028
|  | Year no. 5 | text |  | 1 2025: 2029
|  | Year no. 6 | text |  | 1 2025: 2030
|  | Year no. 7 | text |  | 1 2025: 2031
|  | Year no. 8 | text |  | 1 2025: 2032
|  | Year no. 9 | text |  | 1 2025: 2033
|  | Year no. 10 | text |  | 1 2025: 2034
|  | Year no. 11 | text |  | 1 2025: 2035
|  | Year no. 12 | text |  | 1 2025: 2036
|  | Year no. 13 | text |  | 1 2025: 2037
|  | Year no. 14 | text |  | 1 2025: 2038
|  | Year no. 15 | text |  | 1 2025: 2039
|  | Year no. 16 | text |  | 1 2025: 2040
Reference period
|  | Period no. 1 | text | bar: 1 2025
|  | Period no. 2 | text |  | 1 2025: 2
|  | Period no. 3 | text |  | 1 2025: 3
|  | Period no. 4 | text |  | 1 2025: 4
|  | Period no. 5 | text |  | 1 2025: 5
|  | Period no. 6 | text |  | 1 2025: 6
|  | Period no. 7 | text |  | 1 2025: 7
|  | Period no. 8 | text |  | 1 2025: 8
|  | Period no. 9 | text |  | 1 2025: 9
|  | Period no. 10 | text |  | 1 2025: 10
|  | Period no. 11 | text |  | 1 2025: 11
|  | Period no. 12 | text |  | 1 2025: 12
|  | Period no. 13 | text |  | 1 2025: 13
|  | Period no. 14 | text |  | 1 2025: 14
|  | Period no. 15 | text |  | 1 2025: 15
|  | Period no. 16 | text |  | 1 2025: 16
|  | Period no. 17 | text |  | 1 2025: 17
|  | Period no. 18 | text |  | 1 2025: 18
|  | Period no. 19 | text |  | 1 2025: 19
|  | Period no. 20 | text |  | 1 2025: 20
|  | Period no. 21 | text |  | 1 2025: 21
|  | Period no. 22 | text |  | 1 2025: 22
|  | Period no. 23 | text |  | 1 2025: 23
|  | Period no. 24 | text |  | 1 2025: 24
|  | Period no. 25 | text |  | 1 2025: 25
|  | Period no. 26 | text |  | 1 2025: 26
|  | Period no. 27 | text |  | 1 2025: 27
|  | Period no. 28 | text |  | 1 2025: 28
|  | Period no. 29 | text |  | 1 2025: 29
|  | Period no. 30 | text |  | 1 2025: 30
|  | Period no. 31 | text |  | 1 2025: 31
|  | Period no. 32 | text |  | 1 2025: 32
|  | Period no. 33 | text |  | 1 2025: 33
|  | Period no. 34 | text |  | 1 2025: 34
|  | Period no. 35 | text |  | 1 2025: 35
|  | Period no. 35 | text |  | 1 2025: 36
| Worksheet names |  |  |  | 2 2026: English; 3 2027: Polish; 4 2028: […]; 5 2029: […]; 6 2030: […]; 7 2031: […]; 8 2032: […]; 9 2033: […]; 10 2034: […]; 11 2035: […]
|  | Dashboard | text |  | 1 2025: DASHBOARD; 2 2026: DASHBOARD; 3 2027: DASHBOARD
|  | Inputs - general assumptions | text |  | 1 2025: GENERAL ASSUMPTIONS; 2 2026: GENERAL ASSUMPTIONS; 3 2027: OGÓLNE ZAŁOŻENIA
|  | Inputs - capital expenditures | text |  | 1 2025: CAPITAL EXPENDITURES; 2 2026: CAPITAL EXPENDITURES; 3 2027: NAKŁADY INWESTYCYJNE
|  | Inputs - revenues | text |  | 1 2025: REVENUES; 2 2026: REVENUES; 3 2027: PRZYCHODY
|  | Inputs - operating expenses | text |  | 1 2025: OPERATING EXPENSES; 2 2026: OPERATING EXPENSES; 3 2027: KOSZTY OPERACYJNE
|  | Inputs - financing | text |  | 1 2025: FINANCING; 2 2026: FINANCING; 3 2027: FINANSOWANIE
|  | Inputs - financial and economic analysis parameters | text |  | 1 2025: KEY PARAMETERS OF THE ANALYSIS; 2 2026: KEY PARAMETERS OF THE ANALYSIS; 3 2027: KLUCZOWE PARAMETRY ANALIZY
|  | Inputs | text |  | 1 2025: CALCULATIONS; 2 2026: CALCULATIONS; 3 2027: KALKULACJE
|  | Financial analysis | text |  | 1 2025: FINANCIAL ANALYSIS; 2 2026: FINANCIAL ANALYSIS; 3 2027: ANALIZA FINANSOWA
|  | Economic analysis | text |  | 1 2025: ECONOMIC ANALYSIS; 2 2026: ECONOMIC ANALYSIS; 3 2027: ANALIZA EKONOMICZNA
|  | Sensitivity analysis | text |  | 1 2025: SENSITIVITY ANALYSIS; 2 2026: SENSITIVITY ANALYSIS; 3 2027: ANALIZA WRAŻLIWOŚCI
|  | Technical worksheet | text |  | 1 2025: TECHNICAL WORKSHEET; 2 2026: TECHNICAL WORKSHEET; 3 2027: ARKUSZ TECHNICZNY
| Units |  |  |  | 2 2026: English; 3 2027: Polish; 4 2028: […]; 5 2029: […]; 6 2030: […]; 7 2031: […]; 8 2032: […]; 9 2033: […]; 10 2034: […]; 11 2035: […]
|  | Unit | text |  | 1 2025: Unit; 2 2026: Unit; 3 2027: Jednostka
| Choice |  |  |  | 2 2026: English; 3 2027: Polish; 4 2028: […]; 5 2029: […]; 6 2030: […]; 7 2031: […]; 8 2032: […]; 9 2033: […]; 10 2034: […]; 11 2035: […]
|  | Yes | text |  | 1 2025: Yes; 2 2026: Yes; 3 2027: Tak
|  | No | text |  | 1 2025: No; 2 2026: No; 3 2027: Nie
|  | n/d | text |  | 1 2025: n/d; 2 2026: n/d; 3 2027: n/d
| Entity |  |  |  | 2 2026: English; 3 2027: Polish; 4 2028: […]; 5 2029: […]; 6 2030: […]; 7 2031: […]; 8 2032: […]; 9 2033: […]; 10 2034: […]; 11 2035: […]
|  | Public | text |  | 1 2025: Public; 2 2026: Public; 3 2027: Państwowa
|  | Private | text |  | 1 2025: Private; 2 2026: Private; 3 2027: Prywatna
| Check |  |  |  | 2 2026: English; 3 2027: Polish; 4 2028: […]; 5 2029: […]; 6 2030: […]; 7 2031: […]; 8 2032: […]; 9 2033: […]; 10 2034: […]; 11 2035: […]
|  | Check | text |  | 1 2025: All input cells should be filled in with assumptions; 2 2026: All input cells should be filled in with assumptions; 3 2027: Wszystkie komórki wejściowe powinny być uzupełnione założeniami
Legend
| Header style |  |  |  | 1 2025: Style; 2 2026: Name
|  | Header 1 | style |  | 1 2025: Header 1; 2 2026: Style_Header_1
|  | Header 2 | style |  | 1 2025: Header 2; 2 2026: Style_Header_2
|  | Header 3 | style |  | 1 2025: Header 3; 2 2026: Style_Header_3
|  | Header 4 | style |  | 1 2025: Header 4; 2 2026: Style_Header_4
| Table style |  |  |  | 1 2025: Style; 2 2026: Name
|  | Table 1 | style |  | 1 2025: Table 1; 2 2026: Style_Table_1
|  | Table 2 | style |  | 1 2025: Table 2; 2 2026: Style_Table_2
|  | Table 3 | style |  | 1 2025: Table 3; 2 2026: Style_Table_3
|  | Table 4 | style |  | 1 2025: Table 4; 2 2026: Style_Table_4
| Cell formatting |  |  |  | 1 2025: Style; 2 2026: Name
|  | Formula | style |  | 1 2025: Font; 2 2026: Cell_Formula
|  | Inputs | style |  | 1 2025: Font; 2 2026: Cell_Hard_Input
|  | Links to other worksheets | style |  | 1 2025: Font; 2 2026: Cell_Link_Sheet
|  | Change in a formula within a row | style |  | 1 2025: Font; 2 2026: Cell_Formula_Change
|  | Descriptions | style |  | 1 2025: Font; 2 2026: Cell_Desc
|  | Empty cell | style |  | 2 2026: Cell_Empty
| Number formatting |  |  |  | 1 2025: Style; 2 2026: Name
|  | Number | style |  | 1 2025: 1000; 2 2026: Num_Number
|  | Number with decimal places | style |  | 1 2025: 1; 2 2026: Num_Dec
|  | Percent | style |  | 1 2025: 100%; 2 2026: Num_Percent
|  | Date | style |  | 1 2025: 1899-12-31; 2 2026: Num_Date
|  | Text | style |  | 1 2025: Text; 2 2026: Num_Text

## Technical (hidden)
TECHNICAL WORKSHEET |  |  | Unit | [37 empty] | Language | [9 empty] | Units
[41 empty] | English | Polish | […] | […] | […] | […] | […] | […] | […] | […] | English | Polish | […] | […] | […] | […] | […] | […] | […] | […]
Dashboard - input data
| 1. Identification of the project | [39 empty] | 1. Identification of the project | […] | […] | […] | […] | […] | […] | […] | […] | […]
|  | Name of the project beneficiary: | [38 empty] | Name of the project beneficiary: | […] | […] | […] | […] | […] | […] | […] | […] | […]
|  | Name of the investment project: | [38 empty] | Name of the investment project: | […] | […] | […] | […] | […] | […] | […] | […] | […]
| 2. Summary of the operating assumptions | [39 empty] | 2. Summary of the operating assumptions | […] | […] | […] | […] | […] | […] | […] | […] | […]
|  | CAPEX |  |  | CAPEX | (EUR) | [34 empty] | CAPEX | […] | […] | […] | […] | […] | […] | […] | […] | […]
|  | Estimated cost of planning processes |  |  | Estimated cost of planning processes | 10000 | [34 empty] | Estimated cost of planning processes | […] | […] | […] | […] | […] | […] | […] | […] | […]
|  | Estimated cost of installation |  |  | Estimated cost of installation | 220000 | [34 empty] | Estimated cost of installation | […] | […] | […] | […] | […] | […] | […] | […] | […]
|  | Estimated equipment cost |  |  | Estimated equipment cost | 69000 | [34 empty] | Estimated equipment cost | […] | […] | […] | […] | […] | […] | […] | […] | […]
|  | Other |  |  | Other | 1000 | [34 empty] | Other | […] | […] | […] | […] | […] | […] | […] | […] | […]
|  | Non-refundable VAT |  |  | Non-refundable VAT | 0 | [34 empty] | Non-refundable VAT | […] | […] | […] | […] | […] | […] | […] | […] | […]
|  | Total |  |  | Total | 300000 | [34 empty] | Total | […] | […] | […] | […] | […] | […] | […] | […] | […]
|  | OPEX |  |  | OPEX | (EUR) | [34 empty] | OPEX | […] | […] | […] | […] | […] | […] | […] | […] | […]
|  | Estimated energy cost |  |  | Estimated energy cost | -521683.085 | [34 empty] | Estimated energy cost | […] | […] | […] | […] | […] | […] | […] | […] | […]
|  | Estimated maintance cost |  |  | Estimated maintance cost | -118326 | [34 empty] | Estimated maintance cost | […] | […] | […] | […] | […] | […] | […] | […] | […]
|  | Estimated external sub-contracting |  |  | Estimated external sub-contracting | 0 | [34 empty] | Estimated external sub-contracting | […] | […] | […] | […] | […] | […] | […] | […] | […]
|  | Other |  |  | Other | 0 | [34 empty] | Other | […] | […] | […] | […] | […] | […] | […] | […] | […]
|  | Total |  |  | Total | -640009.085 | [34 empty] | Total | […] | […] | […] | […] | […] | […] | […] | […] | […]
|  | Revenues |  |  | Revenues | (EUR) | [34 empty] | Revenues | […] | […] | […] | […] | […] | […] | […] | […] | […]
|  | Energy supply |  |  | Energy supply | 229176.9979 | [34 empty] | Energy supply | […] | […] | […] | […] | […] | […] | […] | […] | […]
|  | Operation and maintance fee (O&M) |  |  | Operation and maintance fee (O&M) | 0 | [34 empty] | Operation and maintance fee (O&M) | […] | […] | […] | […] | […] | […] | […] | […] | […]
|  | Other revenues |  |  | Other revenues | 0 | [34 empty] | Other revenues | […] | […] | […] | […] | […] | […] | […] | […] | […]
|  | Total |  |  | Total | 229176.9979 | [34 empty] | Total | […] | […] | […] | […] | […] | […] | […] | […] | […]
| 3. Comparison of different financing options | [39 empty] | 3. Comparison of different financing options | […] | […] | […] | […] | […] | […] | […] | […] | […]
[6 empty] | 1 | 2 | 3 | 4 | 5 | 6 | 7 | 8 | 9
|  | Breakdown of costs / Sources of financing |  |  | Breakdown of costs / Sources of financing | Standard loan + grant | Capital rebate loan | Own funds + grant | Own funds | Green loan | Standard loan | EPC + Own funds + Grant + Loan | Bonds (EuGBS - SLB) | Bonds (Standard II) | [26 empty] | Breakdown of costs / Sources of financing | […] | […] | […] | […] | […] | […] | […] | […] | […]
|  | CAPEX / Principal / EPC |  |  | CAPEX / Principal / EPC | 150000 | 150000 | 210000 | 300000 | 300000 | 300000 | 344966.4729 | 300000 | 300000 | [26 empty] | CAPEX / Principal / EPC | […] | […] | […] | […] | […] | […] | […] | […] | […]
|  | Interests |  |  | Interests | 56250 | 52500 | 0 | 0 | 67500 | 75000 | 22500 | 136800 | 142500 | [26 empty] | Interests | […] | […] | […] | […] | […] | […] | […] | […] | […]
|  | Preparation costs |  |  | Preparation costs | 0 | 10000 | 20000 | 0 | 0 | 0 | 20000 | 0 | 0 | [26 empty] | Preparation costs | […] | […] | […] | […] | […] | […] | […] | […] | […]
|  | Other financial costs |  |  | Other financial costs | 0 | 0 | 0 | 0 | 0 | 0 | 0 | 0 | 800 | [26 empty] | Other financial costs | […] | […] | […] | […] | […] | […] | […] | […] | […]
|  | Total costs |  |  | Total costs | 206250 | 212500 | 230000 | 300000 | 367500 | 375000 | 387466.4729 | 436800 | 443300 | [26 empty] | Total costs | […] | […] | […] | […] | […] | […] | […] | […] | […]
|  | Table headers |  |  |  | CAPEX / Principal / EPC | Interests | Preparation costs | Other financial costs | Total | Rank
|  | Own funds |  |  |  | 300000 | 0 | 0 | 0 | 300000 | 4 | Own funds: 100% | [28 empty] | Own funds | […] | […] | […] | […] | […] | […] | […] | […] | […]
|  | Own funds + grant |  |  |  | 210000 | 0 | 20000 | 0 | 230000 | 3 | I - Own funds: 70%; II - Grant: 30% | [28 empty] | Own funds + grant | […] | […] | […] | […] | […] | […] | […] | […] | […]
|  | Standard loan |  |  |  | 300000 | 75000 | 0 | 0 | 375000 | 6 | Standard loan: 100%; Interest rate per annum: 5% | [28 empty] | Standard loan | […] | […] | […] | […] | […] | […] | […] | […] | […]
|  | Standard loan + grant |  |  |  | 150000 | 56250 | 0 | 0 | 206250 | 1 | I - Standard loan: 50%; Interest rate per annum: 5%; II - Grant: 50% | [28 empty] | Standard loan + grant | […] | […] | […] | […] | […] | […] | […] | […] | […]
|  | Green loan |  |  |  | 300000 | 67500 | 0 | 0 | 367500 | 5 | Green loan: 100%; Interest rate per annum: 4,5% | [28 empty] | Green loan | […] | […] | […] | […] | […] | […] | […] | […] | […]
|  | Capital rebate loan |  |  |  | 150000 | 52500 | 10000 | 0 | 212500 | 2 | Capital rebate loan (FIs): 100%; Interest rate per annum: 7% | [28 empty] | Capital rebate loan | […] | […] | […] | […] | […] | […] | […] | […] | […]
|  | Bonds (Standard II) |  |  |  | 300000 | 142500 | 0 | 800 | 443300 | 9 | Bonds (standard II): 100%; Interest rate per annum: 5% | [28 empty] | Bonds (Standard II) | […] | […] | […] | […] | […] | […] | […] | […] | […]
|  | Bonds (EuGBS - SLB) |  |  |  | 300000 | 136800 | 0 | 0 | 436800 | 8 | Bonds (EuGBS-SLB): 100%; Interest rate per annum: 4,8% | [28 empty] | Bonds (EuGBS - SLB) | […] | […] | […] | […] | […] | […] | […] | […] | […]
|  | EPC + Own funds + Grant + Loan |  |  |  | 344966.4729 | 22500 | 20000 | 0 | 387466.4729 | 7 | I - Own funds: 10%; II - Grant: 30%; III - Loan: 50%; Interest rate per annum: 5%; IV - EPC: 30% | [28 empty] | EPC + Own funds + Grant + Loan | […] | […] | […] | […] | […] | […] | […] | […] | […]
Chart title
|  | Comparison of the investment and financing costs for different funding options (EUR) | [38 empty] | Comparison of the investment and financing costs for different funding options | […] | […] | […] | […] | […] | […] | […] | […] | […]
[18 empty] | Assumptions: | [22 empty] | Assumptions: | Założenia: | […] | […] | […] | […] | […] | […] | […] | […]
[17 empty] | 1 | • I - Standard loan: 50%; Interest rate per annum: 5%; II - Grant: 50%
[17 empty] | 2 | • Capital rebate loan (FIs): 100%; Interest rate per annum: 7%
[17 empty] | 3 | • I - Own funds: 70%; II - Grant: 30%
[17 empty] | 4 | • Own funds: 100%
[17 empty] | 5 | • Green loan: 100%; Interest rate per annum: 4,5%
[17 empty] | 6 | • Standard loan: 100%; Interest rate per annum: 5%
[17 empty] | 7 | • I - Own funds: 10%; II - Grant: 30%; III - Loan: 50%; Interest rate per annum: 5%; IV - EPC: 30%
[17 empty] | 8 | • Bonds (EuGBS-SLB): 100%; Interest rate per annum: 4,8%
[17 empty] | 9 | • Bonds (standard II): 100%; Interest rate per annum: 5%
| 4. Summary of the financial and economic analysis assumptions | [39 empty] | 4. Summary of the financial and economic analysis assumptions | […] | […] | […] | […] | […] | […] | […] | […] | […]
|  | Discount rates |  |  | Discount rates | [35 empty] | Discount rates | […] | […] | […] | […] | […] | […] | […] | […] | […] | bar: 1
|  | Financial discount rate |  |  | Financial discount rate | [35 empty] | Financial discount rate | […] | […] | […] | […] | […] | […] | […] | […] | […] | bar: 1
|  | Economic discount rate |  |  | Economic discount rate | [35 empty] | Economic discount rate | […] | […] | […] | […] | […] | […] | […] | […] | […] | bar: 1
|  | Socio-economic benefits |  |  | Socio-economic benefits | 1: (EUR) | [26 empty] | Socio-economic benefits | […] | […] | […] | […] | […] | […] | […] | […] | […]
|  | Avoided emissions of CO2 |  |  | Avoided emissions of CO2 | 1: 567726.25 | [26 empty] | Avoided emissions of CO2 | […] | […] | […] | […] | […] | […] | […] | […] | […]
|  | PM2.5 |  |  | PM2.5 | 1: 0 | [26 empty] | PM2.5 | […] | […] | […] | […] | […] | […] | […] | […] | […]
|  | PM10 |  |  | PM10 | 1: 0 | [26 empty] | PM10 | […] | […] | […] | […] | […] | […] | […] | […] | […]
|  | NOx |  |  | NOx | 1: 0 | [26 empty] | NOx | […] | […] | […] | […] | […] | […] | […] | […] | […]
|  | SOx |  |  | SOx | 1: 0 | [26 empty] | SOx | […] | […] | […] | […] | […] | […] | […] | […] | […]
|  | Security-of-supply cost |  |  | Security-of-supply cost | 1: 14540 | [26 empty] | Security-of-supply cost | […] | […] | […] | […] | […] | […] | […] | […] | […]
|  | Extension of EUL of the building |  |  | Extension of EUL of the building | 1: 246947.7123 | [26 empty] | Extension of EUL of the building | […] | […] | […] | […] | […] | […] | […] | […] | […]
|  | Improved thermal comfort |  |  | Improved thermal comfort | 1: 0 | [26 empty] | Improved thermal comfort | […] | […] | […] | […] | […] | […] | […] | […] | […]
|  | Increase in property values |  |  | Increase in property values | 1: 0 | [26 empty] | Increase in property values | […] | […] | […] | […] | […] | […] | […] | […] | […]
|  | Total |  |  | Total | 1: 829213.9623 | [26 empty] | Total | […] | […] | […] | […] | […] | […] | […] | […] | […]
| 5. Results of the financial and economic analysis | [39 empty] | 5. Results of the financial and economic analysis | […] | […] | […] | […] | […] | […] | […] | […] | […]
|  | Financing model chosen |  |  | Financing model chosen | [35 empty] | Financing model chosen | […] | […] | […] | […] | […] | […] | […] | […] | […] | bar: 1
|  | Own funds + Grant |  |  | Own funds + Grant
|  | Financial Indicators |  |  | Financial Indicators | [35 empty] | Financial Indicators | […] | […] | […] | […] | […] | […] | […] | […] | […] | bar: 1
|  | FNPV(C) |  |  | FNPV(C) (EUR) | 1: 258105.98 | [26 empty] | FNPV(C) | […] | […] | […] | […] | […] | […] | […] | […] | […]
|  | FRR(C) |  |  | FRR(C) | 1: 13.35% | [26 empty] | FRR(C) | […] | […] | […] | […] | […] | […] | […] | […] | […]
|  | FNPV(K) |  |  | FNPV(K) (EUR) | 1: 341648.8794 | [26 empty] | FNPV(K) | […] | […] | […] | […] | […] | […] | […] | […] | […]
|  | FRR(K) |  |  | FRR(K) | 1: 20.95% | [26 empty] | FRR(K) | […] | […] | […] | […] | […] | […] | […] | […] | […]
|  | Simple Payback Period (years) |  |  | Simple Payback Period (years) | 1: 6.9077 | [26 empty] | Simple Payback Period (years) | […] | […] | […] | […] | […] | […] | […] | […] | […]
|  | Discounted Payback Period (years) |  |  | Discounted Payback Period (years) | 1: 8.2928 | [26 empty] | Discounted Payback Period (years) | […] | […] | […] | […] | […] | […] | […] | […] | […]
|  | Socio-economic Indicators |  |  | Socio-economic Indicators | [35 empty] | Socio-economic Indicators | […] | […] | […] | […] | […] | […] | […] | […] | […] | bar: 1
|  | ENPV |  |  | ENPV (EUR) | 1: 904176.838 | [26 empty] | ENPV | […] | […] | […] | […] | […] | […] | […] | […] | […]
|  | ERR |  |  | ERR | 1: 33.65% | [26 empty] | ERR | […] | […] | […] | […] | […] | […] | […] | […] | […]
|  | B/C Ratio |  |  | B/C Ratio | 1: 4.5233 | [26 empty] | B/C Ratio | […] | […] | […] | […] | […] | […] | […] | […] | […]
| 5. Project overview | [39 empty] | 5. Project overview | […] | […] | […] | […] | […] | […] | […] | […] | […]
Chart title
|  | Net project cash flow without project financial structure | [38 empty] | Net project cash flow without project financial structure | […] | […] | […] | […] | […] | […] | […] | […] | […]
|  | Year |  |  | 2025 | 2026 | 2027 | 2028 | 2029 | 2030 | 2031 | 2032 | 2033 | 2034 | 2035 | 2036 | 2037 | 2038 | 2039 | 2040 | 2041 | 2042 | 2043 | 2044
|  | Data |  |  | -30000 | -239404.9301 | 39000.6559 | 39000.6559 | 39000.6559 | 39000.6559 | 39000.6559 | 39000.6559 | 39000.6559 | 39000.6559 | 39000.6559 | 39000.6559 | 39000.6559 | 39000.6559 | 39000.6559 | 39000.6559 | 39000.6559 | 39000.6559 | 39000.6559 | 152550.6559 | 0 | 0 | 0 | 0 | 0 | 0 | 0 | 0 | 0 | 0 | 0 | 0 | 0 | 0 | 0 | 0
|  | No. of periods |  | 20
|  | Technical line 1 |  |  | 2025 | 2026 | 2027 | 2028 | 2029 | 2030 | 2031 | 2032 | 2033 | 2034 | 2035 | 2036 | 2037 | 2038 | 2039 | 2040 | 2041 | 2042 | 2043 | 2044
|  | Technical line 2 |  |  | -30000 | -239404.9301 | 39000.6559 | 39000.6559 | 39000.6559 | 39000.6559 | 39000.6559 | 39000.6559 | 39000.6559 | 39000.6559 | 39000.6559 | 39000.6559 | 39000.6559 | 39000.6559 | 39000.6559 | 39000.6559 | 39000.6559 | 39000.6559 | 39000.6559 | 152550.6559
Chart title
|  | Net project cash flow without considering financial structure | [38 empty] | Net project cash flow without considering financial structure | […] | […] | […] | […] | […] | […] | […] | […] | […]
|  | Year |  |  | 2025 | 2026 | 2027 | 2028 | 2029 | 2030 | 2031 | 2032 | 2033 | 2034 | 2035 | 2036 | 2037 | 2038 | 2039 | 2040 | 2041 | 2042 | 2043 | 2044
|  | Data |  |  | -21000 | -158404.9301 | 39000.6559 | 39000.6559 | 39000.6559 | 39000.6559 | 39000.6559 | 39000.6559 | 39000.6559 | 39000.6559 | 39000.6559 | 39000.6559 | 39000.6559 | 39000.6559 | 39000.6559 | 39000.6559 | 39000.6559 | 39000.6559 | 39000.6559 | 152550.6559 | 0 | 0 | 0 | 0 | 0 | 0 | 0 | 0 | 0 | 0 | 0 | 0 | 0 | 0 | 0 | 0
|  | No. of periods |  | 20
|  | Technical line 1 |  |  | 2025 | 2026 | 2027 | 2028 | 2029 | 2030 | 2031 | 2032 | 2033 | 2034 | 2035 | 2036 | 2037 | 2038 | 2039 | 2040 | 2041 | 2042 | 2043 | 2044
|  | Technical line 2 |  |  | -21000 | -158404.9301 | 39000.6559 | 39000.6559 | 39000.6559 | 39000.6559 | 39000.6559 | 39000.6559 | 39000.6559 | 39000.6559 | 39000.6559 | 39000.6559 | 39000.6559 | 39000.6559 | 39000.6559 | 39000.6559 | 39000.6559 | 39000.6559 | 39000.6559 | 152550.6559
Chart title
|  | Net undiscounted socio-economic benefits | [38 empty] | Net undiscounted socio-economic benefits | […] | […] | […] | […] | […] | […] | […] | […] | […]
|  | Year |  |  | 2025 | 2026 | 2027 | 2028 | 2029 | 2030 | 2031 | 2032 | 2033 | 2034 | 2035 | 2036 | 2037 | 2038 | 2039 | 2040 | 2041 | 2042 | 2043 | 2044
|  | Data |  |  | -24169.5785 | -175325.6746 | 65378.8859 | 66670.0359 | 67961.1859 | 69252.3359 | 71378.9359 | 73505.5359 | 75632.1359 | 77758.7359 | 79885.3359 | 81935.9859 | 83986.6359 | 86037.2859 | 88087.9359 | 90138.5859 | 92189.2359 | 94239.8859 | 96290.5359 | 211891.1859 | 0 | 0 | 0 | 0 | 0 | 0 | 0 | 0 | 0 | 0 | 0 | 0 | 0 | 0 | 0 | 0
|  | No. of periods |  | 20
|  | Technical line 1 |  |  | 2025 | 2026 | 2027 | 2028 | 2029 | 2030 | 2031 | 2032 | 2033 | 2034 | 2035 | 2036 | 2037 | 2038 | 2039 | 2040 | 2041 | 2042 | 2043 | 2044
|  | Technical line 2 |  |  | -24169.5785 | -175325.6746 | 65378.8859 | 66670.0359 | 67961.1859 | 69252.3359 | 71378.9359 | 73505.5359 | 75632.1359 | 77758.7359 | 79885.3359 | 81935.9859 | 83986.6359 | 86037.2859 | 88087.9359 | 90138.5859 | 92189.2359 | 94239.8859 | 96290.5359 | 211891.1859
| 6. Sensitivity analysis | [39 empty] | 6. Sensitivity analysis | […] | […] | […] | […] | […] | […] | […] | […] | […]
|  | Variable |  |  | 2025: Variable; 2026: Decrease (-); 2027: Increase (+) | [16 empty] | Variable | […] | […] | […] | […] | […] | […] | […] | […] | […]
|  | Capital expenditures |  |  | 2025: Capital expenditures; 2026: -1%; 2027: 1% | [16 empty] | Capital expenditures | […] | […] | […] | […] | […] | […] | […] | […] | […]
|  | Operating expenses |  |  | 2025: Operating expenses; 2026: -1%; 2027: 1% | [16 empty] | Operating expenses | […] | […] | […] | […] | […] | […] | […] | […] | […]
|  | Revenues / benefits |  |  | 2025: Revenues / benefits; 2026: -1%; 2027: 1% | [16 empty] | Revenues / benefits | […] | […] | […] | […] | […] | […] | […] | […] | […]
Table headers
|  | Decrease (-) | [38 empty] | Decrease (-) | […] | […] | […] | […] | […] | […] | […] | […] | […]
|  | Increase (+) | [38 empty] | Increase (+) | […] | […] | […] | […] | […] | […] | […] | […] | […]
|  | Chart 1 |  |  | 2030: FNPV(C): decrease; 2031: FNPV(C); 2032: FNPV(C): increase
|  | Sensitivity analysis on FNPV(C) |  |  | 2029: CAPEX; 2030: 1.079%; 2031: 0%; 2032: -1.079% | [16 empty] | Sensitivity analysis on FNPV(C) | […] | […] | […] | […] | […] | […] | […] | […] | […]
[9 empty] | OPEX / cost savings | -1.36% | 0% | 1.36%
[9 empty] | Revenues | -0.5183% | 0% | 0.5183%
|  | Chart 2 |  |  | 2030: FNPV(K): decrease; 2031: FNPV(K); 2032: FNPV(K): increase
|  | Sensitivity analysis on FNPV(K) |  |  | 2029: CAPEX; 2030: 0.5706%; 2031: 0%; 2032: -0.5706% | [16 empty] | Sensitivity analysis on FNPV(K) | […] | […] | […] | […] | […] | […] | […] | […] | […]
[9 empty] | OPEX / cost savings | -1.027% | 0% | 1.027%
[9 empty] | Revenues | -0.3916% | 0% | 0.3916%
|  | Chart 3 |  |  | 2030: ENPV: decrease; 2031: ENPV; 2032: ENPV: increase
|  | Sensitivity analysis on ENPV |  |  | 2029: CAPEX; 2030: 0.2527%; 2031: 0%; 2032: -0.2527% | [16 empty] | Sensitivity analysis on ENPV | […] | […] | […] | […] | […] | […] | […] | […] | […]
[9 empty] | OPEX / cost savings | -0.3786% | 0% | 0.3786%
[9 empty] | Benefits | -0.6413% | 0% | 0.6413%
[5 empty] | 2040: Sensitivity analysis on FNPV(C) | Sensitivity analysis on FNPV(K) |  |  |  |  | Sensitivity analysis on ENPV